## Executive Summary
EXECUTIVE SUMMARY — GPU Data Center Investment (Vera Rubin, Poland)
Base Case — Realistic GPU utilization (70%→80%→90%). All figures in USD unless stated. 10-year projection (2026–2035).
PROJECT OVERVIEW
Project | Greenfield GPU Data Center — NVIDIA Vera Rubin (NVL72) Architecture
Location | Poland
Facility | 112 MW real capacity, 130 MW nominal
GPU Configuration | 512 racks × 72 GPUs/rack = 36,864 GPUs
GPU Model | Vera Rubin NVL72
Projection Period | 10 years (2026–2035), Year 0 through Year 9
Currency | USD (primary); PLN for local costs at 3.2 FX rate
GPU Utilization Ramp | Year 1: 70% → Year 2: 80% → Year 3–9: 90%
Thesis | Large-scale AI compute infrastructure positioned to capture growing GPU-as-a-Service
demand. Debt-heavy capital structure (79% LTV) amplifies equity returns. Revenue scales
with 90% steady-state utilization from Year 3, generating ~$680M+ annual EBITDA at maturity.
INVESTMENT OVERVIEW
Total Investment | 3884047346.6309 | USD
Equity Investment | 812047346.6309 | USD
Debt Financing | 3072000000 | USD
Debt / Total Capital | 79.09%
Cost of Debt | 6%
Debt Repayment Term | 9
KEY RETURN METRICS
Unlevered IRR (Project) | 20.57% | ← Project return
Levered IRR (Equity) | 38.09% | ← Return to equity
IRR Spread (Leverage Benefit) | 17.52%
MOIC — Unlevered (Total Capital) | 3.7634 | ← Total returns / invested
MOIC — Levered (Equity Only) | 16.5994 | ← Returns to equity / equity
Unlevered Payback Period | 8.7775
Levered Payback Period (Equity) | 9.0279
DCF VALUATION
WACC (Discount Rate) | 9% | 8% (bull) / 9–10% (base) / 12% (bear)
Terminal Growth Rate | 2%
Exit Multiple (EV/EBITDA) | 14 | 10× (bear) / 14× (base) / 18× (bull)
PV of Forecast Period FCF | -675828253.2689 | USD
PV of Terminal Value | 4381905243.5901 | USD
Enterprise Value | 3706076990.3212 | USD
(-) Net Debt (Year 0) | -2863108324.602 | USD
Equity Value | 842968665.7192 | USD
Value vs Equity Investment | 1.0381 | multiple of equity invested
OPERATING SUMMARY (10-YEAR PROJECTION)
Year | (USD) | Yr 0 | Yr 1 | Yr 2 | Yr 3 | Yr 4 | Yr 5 | Yr 6 | Yr 7 | Yr 8 | Yr 9
Calendar Year |  | 2026 | 2027 | 2028 | 2029 | 2030 | 2031 | 2032 | 2033 | 2034 | 2035
Revenue |  | 0 | 678150144 | 775028736 | 871907328 | 871907328 | 871907328 | 871907328 | 871907328 | 871907328 | 871907328
EBIT (Operating Profit) |  | -3604000 | -91322596 | 98051953.7 | 264876432.1085 | 330489710.378 | 342084449.3095 | 310591258.5387 | 364463310.4327 | 406586763.2373 | 439269928.7413
EBITDA |  | -3604000 | 549682404 | 629844953.7 | 709102957.1085 | 704475641.628 | 699699585.747 | 694940153.4794 | 690037938.2438 | 684988656.5511 | 679787896.4076
EBITDA Margin |  | 0% | 81.06% | 81.27% | 81.33% | 80.8% | 80.25% | 79.7% | 79.14% | 78.56% | 77.97%
Net Income |  | -3604000 | -279442596 | -69588046.3 | 117716432.1085 | 203809710.378 | 197167018.9052 | 185223719.4164 | 245448881.4505 | 296157678.2222 | 339219842.2805
Unlevered FCF |  | -3675209671.2329 | 517066209.4247 | 538584900.5137 | 570890345.5603 | 362293288.3764 | 161974052.0168 | 568510536.5068 | 542848149.439 | 531243869.1354 | 520997178.5832
Levered FCF (to Equity) |  | -603209671.2329 | 26433676.0913 | 64541167.1804 | 113435412.2269 | -78572844.9569 | -262303281.3166 | 160822003.1735 | 151748416.1057 | 156732935.8021 | 9680105594.9563
Operating Cash Flow |  | -3105671.2329 | 584920794.4247 | 606699191.3017 | 688738407.818 | 692608999.0913 | 655776519.9012 | 655390250.0062 | 625837110.3433 | 610342090.8669 | 596204674.9666
Cash Balance (End of Period) |  | 208891675.398 | 193059136.4893 | 219484994.4577 | 348430068.9424 | 301725734.7003 | 38668921.2681 | 195705837.941 | 343669614.951 | 496618372.4845 | 655909714.1178
CAPITAL EXPENDITURE PROJECTIONS
Initial CapEx (Land, Buildings, GPUs) |  | 3671950000 | - | - | - | - | - | - | - | - | -
Maintenance CapEx |  | - | 75000000 | 75000000 | 75000000 | 75000000 | 75000000 | 75000000 | 75000000 | 75000000 | 75000000
GPU Refresh CapEx |  | - | - | - | - | 200000000 | 400000000 | - | - | - | -
Total CapEx |  | 3672050000 | 75100000 | 75100000 | 75100000 | 275100000 | 475100000 | 75100000 | 75100000 | 75100000 | 75100000
D&A (Depreciation) |  | 0 | 641005000 | 531793000 | 444226525 | 373985931.25 | 357615136.4375 | 384348894.9406 | 325574627.8111 | 278401893.3138 | 240517967.6663
Cumulative CapEx |  | 3672050000 | 3747150000 | 3822250000 | 3897350000 | 4172450000 | 4647550000 | 4722650000 | 4797750000 | 4872850000 | 4947950000

## Assumptions
OPERATING ASSUMPTIONS
GPU Data Center Investment — Vera Rubin Architecture, Poland
1. PROJECT & TIMELINE
Project Start Year | 0 | Year 0 through Year 9
Projection Period (years) | 10 | Year 0 through Year 9
Currency | USD | PLN for local costs
USD / PLN Exchange Rate | 3.2
2. GPU INFRASTRUCTURE
GPU Model | Vera Rubin NVL72
Rack Price, pre-discount ($mm) | 6 | See Notes Section 9 for benchmark
Volume Discount | 20% | Applied to unit pricing, not total CapEx
GPUs per Rack | 72 | NVL72 standard configuration
Number of Racks | 512
Total GPUs | 36864
GPU Capacity (GPU-hrs/day) | 884736
3. REVENUE ASSUMPTIONS
Base GPU Price ($/hr) | 3 | See Notes Section 10
Annual Price Escalation | 0% | Flat pricing; 5% for Bull Case, 0% Base Case, (2)% Bear Case | 20.57%
Days per Year | 365
GPU Utilization Ramp:
Year 1 (2027) | 70%
Year 2 (2028) | 80%
Year 3+ (2029-2035) | 90% | Stable from Year 3 onward
4. ENERGY & FACILITY
Facility Nominal Capacity (MW) | 130
Facility Real Usage (MW) | 112 | At full GPU utilization
Electricity Price ($/MWh) | 130 | See Notes Section 11
Annual Price Escalation | 3% | 2%-2.5% Bull, 3%-3.5% Base, 4%-4.5% Bear. See Notes Section 17
Hours per Year | 8760 | 24 x 365
Per-Rack Power, real (kW) | 218.75 | Real MW / # Racks
Annual Energy Cost ($mm) | 127.5456 | Real MW x Hrs x Price / 1mm
5. OPERATING COSTS
Annual Cost Escalation | 3% | Payroll, services, materials
Total Headcount | 90
Monthly Payroll, excl. C-suite ($) | 541875 | From staff sheet
Annual Payroll ($) | 6502500
Social Security (% of payroll) | 40%
External Services (annual, $) | 648000
Taxes & Fees (annual, $) | 60000
IT & Telecom (annual, $) | 65000
Materials (annual, $) | 195000
Facility Maintenance (annual, $) | 390000
Fixtures (annual, $) | 102400 | 512 racks x $200
Security (annual, $) | 325000
Other Costs (annual, $) | 91000
Maintenance Allowance (annual, $) | 1500000 | $375K/quarter
Other Annual Charges ($) | 13500000
5a. WORKING CAPITAL
Inventory Turnover (days) | 0 | No physical inventory held (GPU-as-a-service)
Receivables Turnover (days) | 30 | 30 days; industry range 15-35. See Notes Section 18
Payables Turnover (days) | 45 | 45 days; industry range 30-60. See Notes Section 18
Days per Year | 365
Cash Conversion Cycle (days) | -15 | Inventory + Receivables − Payables
6. CAPITAL STRUCTURE & FINANCING
CapEx Breakdown:
Land | 68800000
Buildings & Infrastructure | 531000000
Equipment & Machinery (GPUs) | 3072000000 | Racks x Price x 1mm
Vehicles | 100000
Other Tangible Assets | 50000
Intangible Assets (R&D) | 100000
Total Initial CapEx | 3672050000
Debt Financing | 3072000000 | Equipment cost (100% debt-financed)
Equity Investment | 812047346.6309 | Auto-sized: covers peak cumulative deficit + 5% buffer (see row 117)
Total Investment | 3884047346.6309
Debt / Total Capital | 79.09%
Cost of Debt | 6% | Benchmarked: DLR, EQIX, CyrusOne
Debt Repayment Term (years) | 9 | Straight-line, ~11.1%/year (9-year term)
Annual Principal Repayment | 341333333.3333
Tax Rate (Polish CIT) | 19%
Tax Relief ($/year) | 3800000 | Formula: (0.19 x 0.40 x 160M PLN) / 3.2 FX. See Notes S14.
Depreciation Rates (declining balance):
R&D / Intangibles | 10%
Other Intangibles | 30%
Land | 0% | Not depreciated
Buildings | 5%
Equipment & Machinery | 20%
Vehicles | 30%
Other Tangible | 30%
7. VALUATION ASSUMPTIONS
WACC (Discount Rate) | 9% | 8% (bull) / 9–10% (base) / 12% (bear)
Terminal Growth Rate | 2% | Gordon Growth Model perpetuity
Exit Multiple (EV/EBITDA) | 14 | 10× (bear) / 14× (base) / 18× (bull)
Selected Terminal Value Method | EBITDA Multiple
Ongoing CapEx:
Equipment Maintenance CapEx ($) | 75000000 | ~2% of initial CapEx
GPU Refresh, Year 4 ($) | 200000000 | Phased replacement begins
GPU Refresh, Year 5 ($) | 400000000 | Accelerated replacement
Annual Intangible CapEx ($) | 100000
Note on B6: Amir Damerdji: Year 0 through Year 9 (2026–2035)
Note on B12: Source: Futurum/CNBC $3.5-4M. Model $6M includes ancillary costs. See Notes S9.
Note on B42: Amir Damerdji: Sourced from local team
Note on B43: Amir Damerdji: Sourced from local team
Note on B44: Amir Damerdji: Sourced from local team
Note on B45: Amir Damerdji: Sourced from local team
Note on B46: Amir Damerdji: Sourced from local team
Note on B47: Amir Damerdji: Sourced from local team
Note on B48: Amir Damerdji: Sourced from local team
Note on B49: Amir Damerdji: Sourced from local team
Note on B50: Amir Damerdji: Sourced from local team
Note on B51: Amir Damerdji: Sourced from local team
Note on B52: Amir Damerdji: Sourced from local team
Note on B64: Amir Damerdji: Sourced from local team
Note on B65: Amir Damerdji: Sourced from local team
Note on B81: Amir Damerdji: Need to clarify where it comes from
Note on B99: Amir Damerdji: New addition to the previous model. To becnhmark
Note on B100: Amir Damerdji: New addition to the previous model. To becnhmark
Note on B101: Amir Damerdji: New addition to the previous model. To becnhmark

## DCF Analysis
DCF ANALYSIS - Discounted Cash Flow
Note: Uses realistic GPU utilization (70%→80%→90%) from Analysis sheet. Tax relief of USD 3.8M / year included.
ASSUMPTIONS
Tax Rate (Polish CIT) | 19% | ← Input
Discount Rate (WACC) | 9% | ← Input
Terminal Growth Rate | 2% | ← Input
Cost of Debt | 6%
Initial Equity Investment | 812047346.6309 | USD
Initial Debt | 3072000000 | USD
Total Investment | 3884047346.6309 | USD
Annual Maintenance CapEx | 75000000 | USD/year from Year 1
GPU Refresh CapEx (Year 4) | 200000000 | USD (phased replacement begins)
GPU Refresh CapEx (Year 5) | 400000000 | USD (accelerated replacement)
UNLEVERED FREE CASH FLOW (UFCF)
Year | 0 | 1 | 2 | 3 | 4 | 5 | 6 | 7 | 8 | 9 | Terminal
Calendar Year | 2026 | 2027 | 2028 | 2029 | 2030 | 2031 | 2032 | 2033 | 2034 | 2035
EBITDA | -3604000 | 549682404 | 629844953.7 | 709102957.1085 | 704475641.628 | 699699585.747 | 694940153.4794 | 690037938.2438 | 684988656.5511 | 679787896.4076
(-) D&A | 0 | -641005000 | -531793000 | -444226525 | -373985931.25 | -357615136.4375 | -384348894.9406 | -325574627.8111 | -278401893.3138 | -240517967.6663
EBIT | -3604000 | -91322596 | 98051953.7 | 264876432.1085 | 330489710.378 | 342084449.3095 | 310591258.5387 | 364463310.4327 | 406586763.2373 | 439269928.7413
NOL Carryforward (Opening) | 0 | 3604000 | 94926596 | 0 | 0 | 0 | 0 | 0 | 0 | 0
(-) NOL Utilized | 0 | 0 | 94926596 | 0 | 0 | 0 | 0 | 0 | 0 | 0
Taxable EBIT (after NOL) | 0 | 0 | 3125357.7 | 264876432.1085 | 330489710.378 | 342084449.3095 | 310591258.5387 | 364463310.4327 | 406586763.2373 | 439269928.7413
(-) Taxes (19% on Taxable EBIT) | 0 | 0 | -593817.963 | -50326522.1006 | -62793044.9718 | -64996045.3688 | -59012339.1224 | -69248028.9822 | -77251485.0151 | -83461286.4609
(+) Tax Relief | 0 | 3800000 | 3800000 | 3800000 | 3800000 | 3800000 | 3800000 | 3800000 | 3800000 | 3800000
NOPAT | -3604000 | -87522596 | 101258135.737 | 218349910.0079 | 271496665.4062 | 280888403.9407 | 255378919.4164 | 299015281.4505 | 333135278.2222 | 359608642.2805
(+) D&A | 0 | 641005000 | 531793000 | 444226525 | 373985931.25 | 357615136.4375 | 384348894.9406 | 325574627.8111 | 278401893.3138 | 240517967.6663
(-) CapEx | -3672050000 | -75100000 | -75100000 | -75100000 | -275100000 | -475100000 | -75100000 | -75100000 | -75100000 | -75100000
(-) Δ Working Capital | 444328.7671 | 38683805.4247 | -19366235.2233 | -16586089.4476 | -8089308.2798 | -1429488.3614 | 3882722.1498 | -6641759.8225 | -5193302.4006 | -4029431.3635
Unlevered FCF | -3675209671.2329 | 517066209.4247 | 538584900.5137 | 570890345.5603 | 362293288.3764 | 161974052.0168 | 568510536.5068 | 542848149.439 | 531243869.1354 | 520997178.5832 | 9517030549.7064
DCF VALUATION
Discount Factor | 1 | 0.95783 | 0.87874 | 0.80618 | 0.73962 | 0.67855 | 0.62252 | 0.57112 | 0.52396 | 0.4807 | 0.46043
PV of Cash Flows | -3675209671.2329 | 495259606.5866 | 473275939.9406 | 460242217.7903 | 267958504.8413 | 109907215.7404 | 353909955.423 | 310031716.6848 | 278352545.0446 | 250443715.9124 | 4381905243.5901
VALUATION SUMMARY
PV of Forecast Period FCF | -675828253.2689 | USD
PV of Terminal Value | 4381905243.5901 | USD
Enterprise Value | 3706076990.3212 | USD
(-) Net Debt (Debt − Cash, Year 0) | -2863108324.602 | USD
Equity Value | 842968665.7192 | USD
Value vs Investment | 1.0381 | multiple of equity invested
TERMINAL VALUE / EXIT VALUE ESTIMATION
Method 1: EV/EBITDA Exit Multiple
EBITDA 2035 | 679787896.4076 | USD
Exit Multiple (EV/EBITDA) | 14 | ← Input (Data centers: 10-15x)
Enterprise Value at Exit | 9517030549.7064 | USD
(-) Net Debt at Exit (2031) | 0 | USD | (debt fully repaid)
Equity Value at Exit (Method 1) | 9517030549.7064 | USD
Method 2: Gordon Growth Model (Perpetuity)
Terminal FCF (Year 5) | 520997178.5832 | USD
Terminal Growth Rate | 2% | (same as above)
Discount Rate (WACC) | 9%
Terminal Value (Gordon Growth) | 7591673173.6414 | USD
SELECTED EXIT VALUE FOR MODEL
Exit Value Method | EBITDA Multiple | ← Select method
Exit Value (End of 2031) | 9517030549.7064 | USD
Note on B11: Amir Damerdji: ~2% of initial CapEx ($3.67B). Covers cooling, networking, facility upkeep. Industry range: 2-5% of initial investment.
Note on B12: Amir Damerdji: Phased GPU replacement starting Year 4. ~6.5% of original GPU cost ($3.07B). Technology refresh cycle = 3-5 years.
Note on B13: Amir Damerdji: Continued GPU replacement. ~13% of original GPU cost. Phased approach (not full fleet replacement in single year).
Note on D25: Krzysztof Wiśniewski: Tax relief: 3,800,000 PLN/year applied to reduce tax burden. Consistent with P&L and Analysis sheets.
Note on C28: Amir Damerdji: Original $100K intangibles + $75M annual maintenance CapEx
Note on F28: Amir Damerdji: Maintenance + Year 4 GPU refresh ($200M)
Note on G28: Amir Damerdji: Maintenance + Year 5 GPU refresh ($400M)
Note on H30: Amir Damerdji: Terminal value uses selected EBITDA Multiple exit method (B62). Previously used Gordon Growth perpetuity.

## IRR Analysis
IRR ANALYSIS - Unlevered & Levered
Note: Year 9 includes Exit Value based on EBITDA Multiple method (see Assumptions!B95). Tax relief included.
INVESTMENT STRUCTURE
Total Investment | 3884047346.6309 | USD
Equity Investment | 812047346.6309 | USD
Debt Financing | 3072000000 | USD
Debt / Total | 79.09%
Cost of Debt | 6%
UNLEVERED IRR (Project IRR)
Year | 0 | 1 | 2 | 3 | 4 | 5 | 6 | 7 | 8 | 9
Calendar Year | 2026 | 2027 | 2028 | 2029 | 2030 | 2031 | 2032 | 2033 | 2034 | 2035
Unlevered FCF | -3675209671.2329 | 517066209.4247 | 538584900.5137 | 570890345.5603 | 362293288.3764 | 161974052.0168 | 568510536.5068 | 542848149.439 | 531243869.1354 | 10038027728.2896
Cumulative Unlevered FCF | -3675209671.2329 | -3158143461.8082 | -2619558561.2945 | -2048668215.7342 | -1686374927.3579 | -1524400875.3411 | -955890338.8343 | -413042189.3953 | 118201679.7402 | 10156229408.0298
Unlevered IRR | 20.57% | ← Project return without financing effects
LEVERED IRR (Equity IRR)
Year | 0 | 1 | 2 | 3 | 4 | 5 | 6 | 7 | 8 | 9
Calendar Year | 2026 | 2027 | 2028 | 2029 | 2030 | 2031 | 2032 | 2033 | 2034 | 2035
Unlevered FCF | -3675209671.2329 | 517066209.4247 | 538584900.5137 | 570890345.5603 | 362293288.3764 | 161974052.0168 | 568510536.5068 | 542848149.439 | 531243869.1354 | 10038027728.2896
(+) Debt Proceeds | 3072000000 | 0 | 0 | 0 | 0 | 0 | 0 | 0 | 0 | 0
(-) Debt Principal Repayment | 0 | -341333333.3333 | -341333333.3333 | -341333333.3333 | -341333333.3333 | -341333333.3333 | -341333333.3333 | -341333333.3333 | -341333333.3333 | -341333333.3333
(-) Interest Expense | 0 | -184320000 | -163840000 | -143360000 | -122880000 | -102400000 | -81920000 | -61440000 | -40960000 | -20480000
(+) Interest Tax Shield (19%) | 0 | 35020800 | 31129600 | 27238400 | 23347200 | 19456000 | 15564800 | 11673600 | 7782400 | 3891200
Levered FCF (to Equity) | -603209671.2329 | 26433676.0913 | 64541167.1804 | 113435412.2269 | -78572844.9569 | -262303281.3166 | 160822003.1735 | 151748416.1057 | 156732935.8021 | 9680105594.9563
Cumulative Levered FCF | -603209671.2329 | -576775995.1416 | -512234827.9612 | -398799415.7342 | -477372260.6912 | -739675542.0078 | -578853538.8343 | -427105122.7286 | -270372186.9265 | 9409733408.0298
Levered IRR (Equity IRR) | 38.09% | ← Return to equity investors
IRR COMPARISON
Unlevered IRR (Project) | 20.57% | Return on total capital invested
Levered IRR (Equity) | 38.09% | Return on equity capital
IRR Spread (Leverage Effect) | 17.52% | Benefit from leverage
INTERPRETATION
• Unlevered IRR shows project profitability independent of financing
• Levered IRR shows return to equity holders after debt service
• Positive spread indicates leverage is accretive to equity returns
• Compare Levered IRR to cost of equity; Unlevered IRR to WACC

## Sensitivity
NPV SENSITIVITY ANALYSIS
Note: NPV calculated using realistic GPU utilization (70%→80%→90%) with Exit Value (EBITDA 14×).
CASH FLOWS FOR NPV CALCULATION
Year | 0 | 1 | 2 | 3 | 4 | 5 | 6 | 7 | 8 | 9
Unlevered FCF | -3675209671.2329 | 517066209.4247 | 538584900.5137 | 570890345.5603 | 362293288.3764 | 161974052.0168 | 568510536.5068 | 542848149.439 | 531243869.1354 | 10038027728.2896
Levered FCF | -603209671.2329 | 26433676.0913 | 64541167.1804 | 113435412.2269 | -78572844.9569 | -262303281.3166 | 160822003.1735 | 151748416.1057 | 156732935.8021 | 9680105594.9563
NPV AT DIFFERENT DISCOUNT RATES - UNLEVERED
Discount Rate | NPV (USD) | Status
4% | 6572843454.5 | ✓ Viable
5% | 5864066054.0445 | ✓ Viable
6% | 5215869161.7996 | ✓ Viable
8% | 4078561733.3511 | ✓ Viable | ← Base case WACC
10% | 3121313856.9589 | ✓ Viable
12% | 2312269989.0743 | ✓ Viable
15% | 1321660501.6723 | ✓ Viable
NPV AT DIFFERENT DISCOUNT RATES - LEVERED (Equity)
Discount Rate (CoE) | NPV (USD) | Status
8% | 4447405336.9739 | ✓ Viable
10% | 3689928003.8379 | ✓ Viable
12% | 3057977978.0209 | ✓ Viable | ← Typical Cost of Equity
15% | 2297330865.9214 | ✓ Viable
18% | 1710749008.5071 | ✓ Viable
20% | 1394707886.3747 | ✓ Viable
25% | 798707246.7506 | ✓ Viable
BREAK-EVEN ANALYSIS
Break-even Discount Rate (Unlevered IRR) | 20.57% | ← NPV = 0 at this rate
Break-even Discount Rate (Levered IRR) | 38.09% | ← NPV = 0 at this rate
EQUITY VALUE SENSITIVITY — WACC vs. EXIT MULTIPLE
Equity Value (USD) |  | Exit Multiple (EV/EBITDA)
WACC ↓ / Multiple → |  | 8× | 10× | 12× | 14× | 16× | 18× | 20×
7% |  | -351841642.801 | 387677506.5118 | 1127196655.8246 | 1866715805.1374 | 2606234954.4501 | 3345754103.7629 | 4085273253.0757
8% |  | -707513354.0349 | -27386967.9422 | 652739418.1505 | 1332865804.2433 | 2012992190.336 | 2693118576.4288 | 3373244962.5215
9% |  | -1034990724.3908 | -409004261.0208 | 216982202.3492 | 842968665.7192 | 1468955129.0892 | 2094941592.4592 | 2720928055.8293
10% |  | -1336842381.9193 | -760249526.1895 | -183656670.4597 | 392936185.2701 | 969529040.9999 | 1546121896.7297 | 2122714752.4595
11% |  | -1615378455.2627 | -1083886599.2015 | -552394743.1403 | -20902887.0791 | 510588968.982 | 1042080825.0432 | 1573572681.1044
12% |  | -1872678818.1689 | -1382402157.5574 | -892125496.946 | -401848836.3345 | 88427824.2769 | 578704484.8883 | 1068981145.4998
13% |  | -2110618017.8594 | -1658035856.5972 | -1205453695.335 | -752871534.0728 | -300289372.8106 | 152292788.4516 | 604874949.7138
← Base case: WACC 9.0%, Exit Multiple 14×. Yellow cell = current model equity value ($843M).
LEVERED IRR SENSITIVITY — UTILIZATION vs. GPU PRICE ESCALATION
Levered IRR (%) |  | Annual GPU Price Escalation
Utilization ↓ / Esc. → |  | -3% | -2% | -1% | 0% | 1% | 2% | 3%
70% | 70→80→70% | 16.18% | 20.09% | 23.76% | 27.23% | 30.55% | 33.73% | 36.79%
75% | 70→80→75% | 19.59% | 23.34% | 26.88% | 30.26% | 33.49% | 36.6% | 39.61%
80% | 70→80→80% | 22.69% | 26.31% | 29.76% | 33.05% | 36.22% | 39.28% | 42.25%
85% | 70→80→85% | 25.54% | 29.06% | 32.42% | 35.65% | 38.76% | 41.78% | 44.72%
90% | 70→80→90% | 28.18% | 31.62% | 34.92% | 38.09% | 41.16% | 44.14% | 47.05%
95% | 70→80→95% | 30.65% | 34.03% | 37.27% | 40.4% | 43.43% | 46.38% | 49.26%
100% | 70→80→100% | 32.98% | 36.29% | 39.49% | 42.58% | 45.58% | 48.51% | 51.37%
LEVERED MOIC SENSITIVITY — UTILIZATION vs. GPU PRICE ESCALATION
Levered MOIC (×) |  | Annual GPU Price Escalation
Utilization ↓ / Esc. → |  | -3% | -2% | -1% | 0% | 1% | 2% | 3%
70% | 70→80→70% | 5.3638 | 6.882 | 8.5184 | 10.2812 | 12.1793 | 14.222 | 16.4191
75% | 70→80→75% | 6.5984 | 8.223 | 9.9742 | 11.8608 | 13.8923 | 16.0787 | 18.4306
80% | 70→80→80% | 7.8331 | 9.564 | 11.43 | 13.4403 | 15.6053 | 17.9354 | 20.4421
85% | 70→80→85% | 9.0677 | 10.905 | 12.8857 | 15.0199 | 17.3182 | 19.7921 | 22.4536
90% | 70→80→90% | 10.3024 | 12.246 | 14.3415 | 16.5994 | 19.0312 | 21.6489 | 24.4651
95% | 70→80→95% | 11.537 | 13.587 | 15.7973 | 18.179 | 20.7442 | 23.5056 | 26.4766
100% | 70→80→100% | 12.7717 | 14.928 | 17.253 | 19.7585 | 22.4572 | 25.3623 | 28.4881
← Base case: 90% utilization, 0% price escalation, 14× exit multiple. Yellow cells = current model values.

## Investment Metrics
INVESTMENT METRICS
Note: Based on realistic GPU utilization scenario. Exit Value uses EBITDA Multiple method (see Assumptions!B95).
INVESTMENT SUMMARY
Total Investment | 3884047346.6309 | USD
Equity Investment | 812047346.6309 | USD
Debt Financing | 3072000000 | USD
CASH FLOW SUMMARY
Year | 0 | 1 | 2 | 3 | 4 | 5 | 6 | 7 | 8 | 9 | TOTAL
Calendar Year | 2026 | 2027 | 2028 | 2029 | 2030 | 2031 | 2032 | 2033 | 2034 | 2035
Unlevered FCF | -3675209671.2329 | 517066209.4247 | 538584900.5137 | 570890345.5603 | 362293288.3764 | 161974052.0168 | 568510536.5068 | 542848149.439 | 531243869.1354 | 10038027728.2896 | 10156229408.0298
Levered FCF (to Equity) | -603209671.2329 | 26433676.0913 | 64541167.1804 | 113435412.2269 | -78572844.9569 | -262303281.3166 | 160822003.1735 | 151748416.1057 | 156732935.8021 | 9680105594.9563 | 9409733408.0298
Cumulative Unlevered | -3675209671.2329 | -3158143461.8082 | -2619558561.2945 | -2048668215.7342 | -1686374927.3579 | -1524400875.3411 | -955890338.8343 | -413042189.3953 | 118201679.7402 | 10156229408.0298
Cumulative Levered | -603209671.2329 | -576775995.1416 | -512234827.9612 | -398799415.7342 | -477372260.6912 | -739675542.0078 | -578853538.8343 | -427105122.7286 | -270372186.9265 | 9409733408.0298
MOIC - MULTIPLE ON INVESTED CAPITAL
MOIC Unlevered (Total Capital)
Total Cash Outflow (Investment) | 3675209671.2329 | USD
Total Cash Inflow (Returns) | 13831439079.2627 | USD
MOIC (Unlevered) | 3.7634 | ← Total returns / Total invested
MOIC Levered (Equity Only)
Equity Investment | 603209671.2329 | USD
Total Cash to Equity | 10012943079.2627 | USD
MOIC (Levered/Equity) | 16.5994 | ← Returns to equity / Equity invested
CASH-ON-CASH RETURN
Year | 1 | 2 | 3 | 4 | 5 | 6 | 7 | 8 | 9 | Average
Annual Levered CF | 26433676.0913 | 64541167.1804 | 113435412.2269 | -78572844.9569 | -262303281.3166 | 160822003.1735 | 151748416.1057 | 156732935.8021 | 9680105594.9563 | 1112549231.0292
Cash-on-Cash Return | 3.255% | 7.948% | 13.97% | -9.676% | -32.3% | 19.8% | 18.69% | 19.3% | 1192% | 137%
PAYBACK PERIOD
Unlevered Payback Analysis
Initial Investment | 3675209671.2329 | USD
Cumulative CF at Year 9 | 10156229408.0298 | USD
Payback Status | Recovered
Unlevered Payback Period | 8.7775 | years (approx)
Levered Payback Analysis (Equity)
Equity Investment | 812047346.6309 | USD
Cumulative CF to Equity at Year 9 | 9409733408.0298 | USD
Payback Status | Recovered
Levered Payback Period | 9.0279 | years (approx)

## Analysis
Variances | BASE CASE SCENARIO - Realistic GPU utilization (70%→80%→90%)
GPUs |  |  | 2027 | 2028 | 2029 | 2030 | 2031 | 2032 | 2033 | 2034 | 2035
prices per GPU |  |  | 3 | 3 | 3 | 3 | 3 | 3 | 3 | 3 | 3
GPU usage % |  |  | 0.7 | 0.8 | 0.9 | 0.9 | 0.9 | 0.9 | 0.9 | 0.9 | 0.9
Costs
energy cost per MWh |  |  | 130 | 130 | 130 | 130 | 130 | 130 | 130 | 130 | 130
energy usage in MWh |  |  | 78.4 | 89.6 | 100.8 | 100.8 | 100.8 | 100.8 | 100.8 | 100.8 | 100.8
financing in % |  |  | 6 | 6 | 6 | 6 | 6 | 6 | 6 | 6 | 6
|  | 2026 | 2027 | 2028 | 2029 | 2030 | 2031 | 2032 | 2033 | 2034 | 2035
Incomes |  | 0 | 678150144 | 775028736 | 871907328 | 871907328 | 871907328 | 871907328 | 871907328 | 871907328 | 871907328
Costs |  | 3604000 | 769472740 | 676976782.3 | 607030895.8915 | 541417617.622 | 529822878.6905 | 561316069.4613 | 507444017.5673 | 465320564.7627 | 432637399.2587
| OPERATING EXPENSES | 3604000 | 769472740 | 676976782.3 | 607030895.8915 | 541417617.622 | 529822878.6905 | 561316069.4613 | 507444017.5673 | 465320564.7627 | 432637399.2587
| Depreciation and amortisation | 0 | 641005000 | 531793000 | 444226525 | 373985931.25 | 357615136.4375 | 384348894.9406 | 325574627.8111 | 278401893.3138 | 240517967.6663
| Energy | 0 | 89281920 | 105097574.4 | 121781814.336 | 125435268.7661 | 129198326.8291 | 133074276.6339 | 137066504.933 | 141178500.0809 | 145413855.0834
| Materials | 2496000 | 14020800 | 14441424 | 14874666.72 | 15320906.7216 | 15780533.9232 | 16253949.9409 | 16741568.4392 | 17243815.4923 | 17761129.9571
| External services | 648000 | 2501520 | 2571626.4 | 2646640.248 | 2726905.0654 | 2812788.4199 | 2897172.0725 | 2984087.2347 | 3073609.8518 | 3165818.1473
| Fees, taxes, excise | 60000 | 60000 | 60000 | 60000 | 60000 | 60000 | 60000 | 60000 | 60000 | 60000
| Payroll | 0 | 6502500 | 6795112.5 | 7100892.5625 | 7420432.7278 | 7754352.2006 | 7986982.7666 | 8226592.2496 | 8473390.0171 | 8727591.7176
| Social security, pensions, benefits | 0 | 2601000 | 2718045 | 2840357.025 | 2968173.0911 | 3101740.8802 | 3194793.1066 | 3290636.8998 | 3389356.0068 | 3491036.687
| Other costs by type | 400000 | 13500000 | 13500000 | 13500000 | 13500000 | 13500000 | 13500000 | 13500000 | 13500000 | 13500000
Return in sales |  | -3604000 | -91322596 | 98051953.7 | 264876432.1085 | 330489710.378 | 342084449.3095 | 310591258.5387 | 364463310.4327 | 406586763.2373 | 439269928.7413
Sales Margin |  | 0% | -13.47% | 12.65% | 30.38% | 37.9% | 39.23% | 35.62% | 41.8% | 46.63% | 50.38%
EBITDA |  | -3604000 | 549682404 | 629844953.7 | 709102957.1085 | 704475641.628 | 699699585.747 | 694940153.4794 | 690037938.2438 | 684988656.5511 | 679787896.4076
tax relief |  |  | 3800000 | 3800000 | 3800000 | 3800000 | 3800000 | 3800000 | 3800000 | 3800000 | 3800000
NOL carryforward (opening) |  | 0 | 3604000 | 279246596 | 345034642.3 | 223518210.1915 | 15908499.8135 | 0 | 0 | 0 | 0
tax base |  | -3604000 | -275642596 | -65788046.3 | 121516432.1085 | 207609710.378 | 239684449.3095 | 228671258.5387 | 303023310.4327 | 365626763.2373 | 418789928.7413
NOL utilized |  | 0 | 0 | 0 | 121516432.1085 | 207609710.378 | 15908499.8135 | 0 | 0 | 0 | 0
tax |  | 0 | 0 | 0 | 0 | 0 | 38717430.4042 | 39647539.1224 | 53774428.9822 | 65669085.0151 | 75770086.4609
EBITDA Margin |  | 0% | 81.06% | 81.27% | 81.33% | 80.8% | 80.25% | 79.7% | 79.14% | 78.56% | 77.97%
Net Profit |  | -3604000 | -275642596 | -65788046.3 | 121516432.1085 | 207609710.378 | 200967018.9052 | 189023719.4164 | 249248881.4505 | 299957678.2222 | 343019842.2805
ROI |  | -0.6856% | -52.44% | -12.52% | 23.12% | 39.5% | 38.23% | 35.96% | 47.42% | 57.06% | 65.26%
ROS |  |  | -40.65% | -8.488% | 13.94% | 23.81% | 23.05% | 21.68% | 28.59% | 34.4% | 39.34%
Incomes | bar: 2026 to 2031
|  | 2026 | 2027 | 2028 | 2029 | 2030 | 2031 | 2032 | 2033 | 2034 | 2035
| Total capacity per day | 0 | 884736 | 884736 | 884736 | 884736 | 884736 | 884736 | 884736 | 884736 | 884736
| Price | 3 | 3 | 3 | 3 | 3 | 3 | 3 | 3 | 3 | 3
| nr of days available | 0 | 365 | 365 | 365 | 365 | 365 | 365 | 365 | 365 | 365
| Av. Value | 2026: 0
| Maximum Sale | 0 | 968785920 | 968785920 | 968785920 | 968785920 | 968785920 | 968785920 | 968785920 | 968785920 | 968785920
| Total capacity per day | 0 | 884736 | 884736 | 884736 | 884736 | 884736 | 884736 | 884736 | 884736 | 884736
| Price | 3 | 3 | 3 | 3 | 3 | 3 | 3 | 3 | 3 | 3
| nr of days available | 0 | 255.5 | 292 | 328.5 | 328.5 | 328.5 | 328.5 | 328.5 | 328.5 | 328.5
| Av. Value | 2026: 0
| Maximum Sale | 0 | 678150144 | 775028736 | 871907328 | 871907328 | 871907328 | 871907328 | 871907328 | 871907328 | 871907328
Costs | bar: 2026 to 2031
3.Direct costs of plant |  | 2026 | 2027 | 2028 | 2029 | 2030 | 2031 | 2032 | 2033 | 2034 | 2035
Plant 1 - At nominal capacity
Power |  | 0 | 148044000 | 152485320 | 157059879.6 | 161771675.988 | 166624826.2676 | 171623571.0557 | 176772278.1873 | 182075446.533 | 187537709.9289
hours available |  | 0 | 8760 | 8760 | 8760 | 8760 | 8760 | 8760 | 8760 | 8760 | 8760
price |  | 130 | 130 | 133.9 | 137.917 | 142.0545 | 146.3161 | 150.7056 | 155.2268 | 159.8836 | 164.6801
usage MW |  | 130 | 130 | 130 | 130 | 130 | 130 | 130 | 130 | 130 | 130
3.Direct costs of plant |  | 2026 | 2027 | 2028 | 2029 | 2030 | 2031 | 2032 | 2033 | 2034 | 2035
Plant 1 - At real usage
Power |  | 0 | 89281920 | 105097574.4 | 121781814.336 | 125435268.7661 | 129198326.8291 | 133074276.6339 | 137066504.933 | 141178500.0809 | 145413855.0834
hours available |  | 0 | 8760 | 8760 | 8760 | 8760 | 8760 | 8760 | 8760 | 8760 | 8760
price |  | 130 | 130 | 133.9 | 137.917 | 142.0545 | 146.3161 | 150.7056 | 155.2268 | 159.8836 | 164.6801
usage MW |  | 112 | 78.4 | 89.6 | 100.8 | 100.8 | 100.8 | 100.8 | 100.8 | 100.8 | 100.8
Interests | bar: 2026 to 2031
| Financial expenses | 0 | 184320000 | 163840000 | 143360000 | 122880000 | 102400000 | 81920000 | 61440000 | 40960000 | 20480000
| Financial expenses | 0 | 184320000 | 163840000 | 143360000 | 122880000 | 102400000 | 81920000 | 61440000 | 40960000 | 20480000
Year | Opening Balance (USD) | 2026: Interest (USD); 2027: Principal Repayment (USD)
0 |  | 2026: 0; 2027: -3072000000
1 | 3072000000 | 2026: 184320000; 2027: 341333333.3333
2 | 2730666666.6667 | 2026: 163840000; 2027: 341333333.3333
3 | 2389333333.3333 | 2026: 143360000; 2027: 341333333.3333
4 | 2048000000 | 2026: 122880000; 2027: 341333333.3333
5 | 1706666666.6667 | 2026: 102400000; 2027: 341333333.3333
6 | 1365333333.3333 | 2026: 81920000; 2027: 341333333.3333
7 | 1024000000 | 2026: 61440000; 2027: 341333333.3333
8 | 682666666.6667 | 2026: 40960000; 2027: 341333333.3333; 2028: 382293333.3333
9 | 341333333.3333 | 2026: 20480000; 2027: 341333333.3333
| IRR | 2026: 92160000000%; 2027: 3072000000; 2028: 3993600000
12%

## BS
BILANS |  | BALANCE SHEET | BASE CASE — Realistic GPU utilization (70%→80%→90%)
|  | ASSETS | 2026 | 2027 | 2028 | 2029 | 2030 | 2031 | 2032 | 2033 | 2034 | 2035
a) | AKTYWA TRWAŁE | FIXED ASSETS | 3672050000 | 3106145000 | 2649452000 | 2280325475 | 2181439543.75 | 2298924407.3125 | 1989675512.3719 | 1739200884.5608 | 1535898991.247 | 1370481023.5807
I. | Wartości niematerialne i prawne | Intangible assets | 100000 | 190000 | 271000 | 343900 | 409510 | 468559 | 521703.1 | 569532.79 | 612579.511 | 651321.5599
1. | Koszty zakończonych prac rozwojowych | R&D expenses | 100000 | 190000 | 271000 | 343900 | 409510 | 468559 | 521703.1 | 569532.79 | 612579.511 | 651321.5599
2. | Wartość firmy | Goodwill
3. | Inne wartości niematerialne i prawne | Other intangible assets | 0 | 0 | 0 | 0 | 0 | 0 | 0 | 0 | 0 | 0
4. | Zaliczki na wartości niematerialne i prawne | Advances for intangible assets
II. | Rzeczowe aktywa trwałe | Tangible assets | 3671950000 | 3105955000 | 2649181000 | 2279981575 | 2181030033.75 | 2298455848.3125 | 1989153809.2719 | 1738631351.7708 | 1535286411.736 | 1369829702.0208
1. | Środki trwałe | Tangible assets in use | 3671950000 | 3105955000 | 2649181000 | 2279981575 | 2181030033.75 | 2298455848.3125 | 1989153809.2719 | 1738631351.7708 | 1535286411.736 | 1369829702.0208
a) | grunty (w tym prawo użytkowania wieczystego gruntu) | land (including right to perpetual usufruct) | 68800000 | 68800000 | 68800000 | 68800000 | 68800000 | 68800000 | 68800000 | 68800000 | 68800000 | 68800000
b) | budynki, lokale, prawa do lokali i inne obiekty | plants, properties and buildings | 531000000 | 504450000 | 479227500 | 455266125 | 432502818.75 | 410877677.8125 | 390333793.9219 | 370817104.2258 | 352276249.0145 | 334662436.5638
c) | urządzenia techniczne i maszyny | equipment and machinery | 3072000000 | 2532600000 | 2101080000 | 1755864000 | 1679691200 | 1818752960 | 1530002368 | 1299001894.4 | 1114201515.52 | 966361212.416
d) | środki transportu | vehicles | 100000 | 70000 | 49000 | 34300 | 24010 | 16807 | 11764.9 | 8235.43 | 5764.801 | 4035.3607
e) | inne środki trwałe | other tangible assets | 50000 | 35000 | 24500 | 17150 | 12005 | 8403.5 | 5882.45 | 4117.715 | 2882.4005 | 2017.6804
2. | Środki trwałe w budowie | Tangible assets under construction | 0 | 0 | 0 | 0 | 0 | 0 | 0 | 0 | 0 | 0
3. | Zaliczki na środki trwałe w budowie | Advances for tabgible assets under construction
III. | Należności długoterminowe | Long-term receivables | 0 | 0 | 0 | 0 | 0 | 0 | 0 | 0 | 0 | 0
1. | Od jednostek powiązanych | From related entities
2. | Od pozostałych jednostek powiązanych kapitałowo | From other entities affiliated by capital
3. | Od pozostałych jednostek | From other entities
IV. | Inwestycje długoterminowe | Long-term investments | 0 | 0 | 0 | 0 | 0 | 0 | 0 | 0 | 0 | 0
1. | Nieruchomości | Real estate
2. | Wartości niematerialne i prawne | Intangible assets
3. | Długoterminowe aktywa finansowe | Long-term financial assets | 0 | 0 | 0 | 0 | 0 | 0 | 0 | 0 | 0 | 0
a) | w jednostkach powiązanych | in related entities | 0 | 0 | 0 | 0 | 0 | 0 | 0 | 0 | 0 | 0
- | udziały lub akcje | shares
- | inne papiery wartościowe | other securities
- | udzielone pożyczki | loans granted | 0 | 0 | 0 | 0 | 0 | 0 | 0 | 0 | 0 | 0
- | inne długoterminowe aktywa finansowe | other long-term financial assets
b) | w pozostałych jednostkach powiązanych kapitałowo | in other entities affiliated by capital | 0 | 0 | 0 | 0 | 0 | 0 | 0 | 0 | 0 | 0
- | udziały lub akcje | shares
- | inne papiery wartościowe | other securities
- | udzielone pożyczki | loans granted | 0 | 0 | 0 | 0 | 0 | 0 | 0 | 0 | 0 | 0
- | inne długoterminowe aktywa finansowe | other long-term financial assets
c) | w pozostałych jednostkach | in other entities | 0 | 0 | 0 | 0 | 0 | 0 | 0 | 0 | 0 | 0
- | udziały lub akcje | shares
- | inne papiery wartościowe | other securities
- | udzielone pożyczki | loans granted
- | inne długoterminowe aktywa finansowe | other long-term financial assets
4. | Inne inwestycje długoterminowe | Other long-tern investments
V. | Długoterminowe rozliczenia międzyokresowe | Long-term prepayments | 0 | 0 | 0 | 0 | 0 | 0 | 0 | 0 | 0 | 0
1. | Aktywa z tytułu odroczonego podatku dochodowego | Deferred tax assets | 0 | 0 | 0 | 0 | 0 | 0 | 0 | 0 | 0 | 0
2. | Inne rozliczenia międzyokresowe | Other prepayments | 0 | 0 | 0 | 0 | 0 | 0 | 0 | 0 | 0 | 0
b) | AKTYWA OBROTOWE | CURRENT ASSETS | 208891675.398 | 249014254.4893 | 283412490.2077 | 420330381.3611 | 373636698.4579 | 110591015.6748 | 267635686.6999 | 415607450.6926 | 568564434.8184 | 727864249.8418
I. | Zapasy | Inventories | 0 | 0 | 0 | 0 | 0 | 0 | 0 | 0 | 0 | 0
1. | Materiały | Materials | 0 | 0 | 0 | 0 | 0 | 0 | 0 | 0 | 0 | 0
2. | Półprodukty i produkty w toku | Semifinished products and work in progress | 0 | 0 | 0 | 0 | 0 | 0 | 0 | 0 | 0 | 0
3. | Produkty gotowe | Finished products | 0 | 0 | 0 | 0 | 0 | 0 | 0 | 0 | 0 | 0
4. | Towary | Goods | 0 | 0 | 0 | 0 | 0 | 0 | 0 | 0 | 0 | 0
5. | Zaliczki na dostawy i usługi | Advances for deliveries | 0 | 0 | 0 | 0 | 0 | 0 | 0 | 0 | 0 | 0
II. | Należności krótkoterminowe | Short-term receivables | 0 | 55955118 | 63927495.75 | 71900312.4188 | 71910963.7576 | 71922094.4067 | 71929848.7589 | 71937835.7417 | 71946062.3339 | 71954535.7239
1. | Należności od jednostek powiązanych | Receivables from related entities | 0 | 0 | 0 | 0 | 0 | 0 | 0 | 0 | 0 | 0
a) | z tytułu dostaw i usług, o okresie spłaty: | trade receivables, maturing: | 0 | 0 | 0 | 0 | 0 | 0 | 0 | 0 | 0 | 0
- | do 12 miesięcy | up to 12 months | 0 | 0 | 0 | 0 | 0 | 0 | 0 | 0 | 0 | 0
- | powyżej 12 miesięcy | above 12 months
b) | inne | other
2. | Należności od pozostałych jednostek powiązanych kapitałowo | Receivables from other entities afiliated by capital | 0 | 0 | 0 | 0 | 0 | 0 | 0 | 0 | 0 | 0
a) | z tytułu dostaw i usług, o okresie spłaty: | trade receivables, maturing: | 0 | 0 | 0 | 0 | 0 | 0 | 0 | 0 | 0 | 0
- | do 12 miesięcy | up to 12 months
- | powyżej 12 miesięcy | above 12 months
b) | inne | other
3. | Należności od pozostałych jednostek | Receivables from other entities | 0 | 55955118 | 63927495.75 | 71900312.4188 | 71910963.7576 | 71922094.4067 | 71929848.7589 | 71937835.7417 | 71946062.3339 | 71954535.7239
a) | z tytułu dostaw i usług, o okresie spłaty: | trade receivables, maturing: | 0 | 55738368 | 63700992 | 71663616 | 71663616 | 71663616 | 71663616 | 71663616 | 71663616 | 71663616
- | do 12 miesięcy | up to 12 months | 0 | 55738368 | 63700992 | 71663616 | 71663616 | 71663616 | 71663616 | 71663616 | 71663616 | 71663616
- | powyżej 12 miesięcy | above 12 months
b) | z tytułu podatków, ceł, ubezpieczeń i innych świadczeń | receivables from fees, taxes, social security and other benefits | 0 | 0 | 0 | 0 | 0 | 0 | 0 | 0 | 0 | 0
c) | inne | other | 0 | 0 | 0 | 0 | 0 | 0 | 0 | 0 | 0 | 0
d) | dochodzone na drodze sądowej | claimed at court | 0 | 0 | 0 | 0 | 0 | 0 | 0 | 0 | 0 | 0
III. | Inwestycje krótkoterminowe |  | 208891675.398 | 193059136.4893 | 219484994.4577 | 348430068.9424 | 301725734.7003 | 38668921.2681 | 195705837.941 | 343669614.951 | 496618372.4845 | 655909714.1178
1. | Krótkoterminowe aktywa finansowe | Short-term financial assets | 208891675.398 | 193059136.4893 | 219484994.4577 | 348430068.9424 | 301725734.7003 | 38668921.2681 | 195705837.941 | 343669614.951 | 496618372.4845 | 655909714.1178
a) | w jednostkach powiązanych | in related entities | 0 | 0 | 0 | 0 | 0 | 0 | 0 | 0 | 0 | 0
- | udziały lub akcje | shares
- | inne papiery wartościowe | other securities
- | udzielone pożyczki | loans granted
- | inne krótkoterminowe aktywa finansowe | other short-term financial assets
b) | w pozostałych jednostkach | in other entities | 0 | 0 | 0 | 0 | 0 | 0 | 0 | 0 | 0 | 0
- | udziały lub akcje | shares
- | inne papiery wartościowe | other securities
- | udzielone pożyczki | loans granted | 0 | 0 | 0 | 0 | 0 | 0 | 0 | 0 | 0 | 0
- | inne krótkoterminowe aktywa finansowe | other short-term financial assets
c) | środki pieniężne i inne aktywa pieniężne | cash and equivalents | 208891675.398 | 193059136.4893 | 219484994.4577 | 348430068.9424 | 301725734.7003 | 38668921.2681 | 195705837.941 | 343669614.951 | 496618372.4845 | 655909714.1178
- | środki pieniężne w kasie i na rachunkach | cash in hand and at bank | 208891675.398 | 193059136.4893 | 219484994.4577 | 348430068.9424 | 301725734.7003 | 38668921.2681 | 195705837.941 | 343669614.951 | 496618372.4845 | 655909714.1178
- | inne środki pieniężne | other cash
- | inne aktywa pieniężne | other cash equivalents
2. | Inne inwestycje krótkoterminowe | Other short-term investments
IV. | Krótkoterminowe rozliczenia międzyokresowe | Short-term prepayments | 0 | 0 | 0 | 0 | 0 | 0 | 0 | 0 | 0 | 0
c) | Należne wpłaty na kapitał (fundusz) podstawowy | Called up share capital | 0 | 0 | 0 | 0 | 0 | 0 | 0 | 0 | 0 | 0
d) | Udziały (akcje) własne | Own shares | 0 | 0 | 0 | 0 | 0 | 0 | 0 | 0 | 0 | 0
AKTYWA RAZEM |  | TOTAL ASSETS | 3880941675.398 | 3355159254.4893 | 2932864490.2077 | 2700655856.3611 | 2555076242.2079 | 2409515422.9873 | 2257311199.0717 | 2154808335.2534 | 2104463426.0654 | 2098345273.4225
|  | EQUITY AND LIABILITIES | 2026 | 2027 | 2028 | 2029 | 2030 | 2031 | 2032 | 2033 | 2034 | 2035
a) | KAPITAŁ (FUNDUSZ) WŁASNY | SHAREHOLDERS' EQUITY | 808443346.6309 | 529000750.6309 | 459412704.3309 | 577129136.4394 | 780938846.8174 | 978105865.7226 | 1163329585.139 | 1408778466.5895 | 1704936144.8117 | 2044155987.0921
I. | Kapitał (fundusz) podstawowy | Share capital | 812047346.6309 | 812047346.6309 | 812047346.6309 | 812047346.6309 | 812047346.6309 | 812047346.6309 | 812047346.6309 | 812047346.6309 | 812047346.6309 | 812047346.6309
II. | Kapitał (fundusz) zapasowy, w tym: | Supplementary capital | 0 | -3604000 | -283046596 | -352634642.3 | -234918210.1915 | -31108499.8135 | 166058519.0917 | 351282238.5081 | 596731119.9586 | 892888798.1808
- | nadwyżka wartości sprzedaży nad wartością nominalną | agio
III. | Kapitał (fundusz) z aktualizacji wyceny, w tym: | Revaluation reserve
- | z tytułu aktualizacji wartości godziwej | revaluation of fair value
IV. | Pozostałe kapitały (fundusze) rezerwowe, w tym: | Other reserve capital
- | tworzone zgodnie z umową (statutem) spółki | statutory reserve capital
- | na udziały (akcje) własne | for own shares
V. | Zysk (strata) z lat ubiegłych | Retained earnings (losses)
VI. | Zysk (strata) netto | Net profit (loss) | -3604000 | -279442596 | -69588046.3 | 117716432.1085 | 203809710.378 | 197167018.9052 | 185223719.4164 | 245448881.4505 | 296157678.2222 | 339219842.2805
VII. | Odpisy z zysku netto w ciągu roku obrotowego (-) | Write-off on net profit during current year (negative value) | 0 | 0 | 0 | 0 | 0 | 0 | 0 | 0 | 0 | 0
b) | ZOBOWIĄZANIA I REZERWY NA ZOBOWIĄZANIA | LIABILITIES AND PROVISIONS FOR LIABILITIES | 3072498328.7671 | 2826158503.8584 | 2473451785.8768 | 2123526719.9217 | 1774137395.3905 | 1431409557.2647 | 1093981613.9327 | 746029868.664 | 399527281.2538 | 54189286.3303
I. | Rezerwy na zobowiązania | Share capital | 0 | 0 | 0 | 0 | 0 | 0 | 0 | 0 | 0 | 0
1. | Rezerwa z tytułu odroczonego podatku dochodowego | Provision for deferred income tax
2. | Rezerwa na świadczenia emerytalne i podobne | Provision for pension benefits | 0 | 0 | 0 | 0 | 0 | 0 | 0 | 0 | 0 | 0
- | długoterminowa | long-term
- | krótkoterminowa | short-term
3. | Pozostałe rezerwy | Other provisions | 0 | 0 | 0 | 0 | 0 | 0 | 0 | 0 | 0 | 0
- | długoterminowe | long-term
- | krótkoterminowe | short-term | 0 | 0 | 0 | 0 | 0 | 0
II. | Zobowiązania długoterminowe | Long-term liabilities | 3072000000 | 2730666666.6667 | 2389333333.3333 | 2048000000 | 1706666666.6667 | 1365333333.3333 | 1024000000 | 682666666.6667 | 341333333.3333 | 0
1. | Wobec jednostek powiązanych | To related entities
2. | Wobec pozostałych jednostek powiązanych kapitałowo | To other entities affiliated by capital
3. | Wobec pozostałych jednostek | To other entities | 3072000000 | 2730666666.6667 | 2389333333.3333 | 2048000000 | 1706666666.6667 | 1365333333.3333 | 1024000000 | 682666666.6667 | 341333333.3333 | 0
a) | kredyty i pożyczki | loans | 3072000000 | 2730666666.6667 | 2389333333.3333 | 2048000000 | 1706666666.6667 | 1365333333.3333 | 1024000000 | 682666666.6667 | 341333333.3333 | 0
b) | z tytułu emisji dłużnych papierów wartościowych | debt securities
c) | inne zobowiązania finansowe | other financial liabilities
d) | zobowiązania wekslowe | long-term BoE liabilities
e) | inne zobowiązania finansowe | other long-term financial liabilities
III. | Zobowiązania krótkoterminowe | Short-term liabilities | 498328.7671 | 95491837.1918 | 84118452.5435 | 75526719.9217 | 67470728.7238 | 66076223.9314 | 69981613.9327 | 63363201.9973 | 58193947.9204 | 54189286.3303
1. | Zobowiązania wobec jednostek powiązanych | To related entities | 0 | 0 | 0 | 0 | 0 | 0 | 0 | 0 | 0 | 0
a) | z tytułu dostaw i usług, o okresie wymagalności: | trade payables, maturing: | 0 | 0 | 0 | 0 | 0 | 0 | 0 | 0 | 0 | 0
- | do 12 miesięcy | up to 12 months |  | 0 | 0 | 0 | 0 | 0 | 0 | 0 | 0 | 0
- | powyżej 12 miesięcy | above 12 months
b) | inne | other
2. | Zobowiązania wobec poz. jednostek powiązanych kapitałowo | To other entities affiliated by capital | 0 | 0 | 0 | 0 | 0 | 0 | 0 | 0 | 0 | 0
a) | z tytułu dostaw i usług, o okresie wymagalności: | trade payables, maturing: | 0 | 0 | 0 | 0 | 0 | 0 | 0 | 0 | 0 | 0
- | do 12 miesięcy | up to 12 months
- | powyżej 12 miesięcy | above 12 months
b) | inne | other
3. | Zobowiązania wobec pozostałych jednostek | To other entities | 498328.7671 | 95491837.1918 | 84118452.5435 | 75526719.9217 | 67470728.7238 | 66076223.9314 | 69981613.9327 | 63363201.9973 | 58193947.9204 | 54189286.3303
a) | kredyty i pożyczki | loans | 0 | 0 | 0 | 0 | 0 | 0 | 0 | 0 | 0 | 0
b) | z tytułu emisji dłużnych papierów wartościowych | debt securities |  | 0 | 0 | 0 | 0 | 0 | 0 | 0 | 0 | 0
c) | inne zobowiązania finansowe | other financial liabilities |  | 0 | 0 | 0 | 0 | 0 | 0 | 0 | 0 | 0
d) | z tytułu dostaw i usług, o okresie wymagalności: | trade payables, maturing: | 444328.7671 | 94866502.1918 | 83462890.9685 | 74839425.5209 | 66750117.2411 | 65320628.8797 | 69203351.0295 | 62561591.2069 | 57368288.8064 | 53338857.4429
- | do 12 miesięcy | up to 12 months | 444328.7671 | 94866502.1918 | 83462890.9685 | 74839425.5209 | 66750117.2411 | 65320628.8797 | 69203351.0295 | 62561591.2069 | 57368288.8064 | 53338857.4429
- | powyżej 12 miesięcy | above 12 months
e) | zaliczki otrzymane na dostawy i usługi | receives advances for deliveries
f) | zobowiązania wekslowe | short-term BoE liabilities
g) | z tytułu podatków, ceł, ubezpieczeń i innych świadczeń | fees, tax, social security and other liabilities | 0 | 216750 | 226503.75 | 236696.4187 | 247347.7576 | 258478.4067 | 266232.7589 | 274219.7417 | 282446.3339 | 290919.7239
h) | z tytułu wynagrodzeń | payroll liabilities | 54000 | 625335 | 655561.575 | 687294.4009 | 720611.4828 | 755595.0517 | 778262.9033 | 801610.7904 | 825659.1141 | 850428.8875
I. | inne | other
4. | Fundusze specjalne | Special-purpose funds
IV. | Rozliczenia międzyokresowe | Accruals | 0 | 0 | 0 | 0 | 0 | 0 | 0 | 0 | 0 | 0
1. | Ujemna wartość firmy | Negative goodwill
2. | Inne rozliczenia międzyokresowe | Other accruals | 0 | 0 | 0 | 0 | 0 | 0 | 0 | 0 | 0 | 0
- | długoterminowe | long-term
- | krótkoterminowe | short-term |  | 0 | 0 | 0 | 0 | 0 | 0 | 0 | 0 | 0
PASYWA RAZEM |  | TOTAL EQUITY AND LIABILITIES | 3880941675.398 | 3355159254.4893 | 2932864490.2077 | 2700655856.3611 | 2555076242.2079 | 2409515422.9873 | 2257311199.0717 | 2154808335.2534 | 2104463426.0654 | 2098345273.4225
|  |  | 0 | 0 | 0 | 0 | 0 | 0 | 0 | 0 | 0 | 0

## P&L
RACHUNEK ZYSKÓW I STRAT |  | PROFIT AND LOSS ACCOUNT | BASE CASE — Realistic GPU utilization (70%→80%→90%)
Utilization from Assumptions tab. Revenue and energy costs scale with utilization rate.
RACHUNEK ZYSKÓW I STRAT PLN |  | PROFIT AND LOSS ACCOUNT | 2026 | 2027 | 2028 | 2029 | 2030 | 2031 | 2032 | 2033 | 2034 | 2035
A. | PRZYCHODY NETTO ZE SPRZEDAŻY I ZRÓWNANE Z NIMI | NET REVENUE FROM SALES | 0 | 678150144 | 775028736 | 871907328 | 871907328 | 871907328 | 871907328 | 871907328 | 871907328 | 871907328
- | od jednostek powiązanych | from related entities | 0 | 0 | 0 | 0 | 0 | 0 | 0 | 0 | 0 | 0
| Przychody przy 100% wykorzystaniu | Revenue at full capacity (100% utilization) | 0 | 968785920 | 968785920 | 968785920 | 968785920 | 968785920 | 968785920 | 968785920 | 968785920 | 968785920
| Stopień wykorzystania GPU (%) | GPU utilization rate (%) | 70% | 70% | 80% | 90% | 90% | 90% | 90% | 90% | 90% | 90%
I. | Przychody netto ze sprzedaży produktów (po wykorzystaniu) | Net revenue from sales of products (utilization-adjusted) | 0 | 678150144 | 775028736 | 871907328 | 871907328 | 871907328 | 871907328 | 871907328 | 871907328 | 871907328
II. | Zmiana stanu produktów (+/-) | Change in balance of products (+/-)
III. | Koszt wytworzenia produktów na własne potrzeby jednostki | Cost of products for internal purposes | 0 | 0 | 0 | 0 | 0 | 0 | 0 | 0 | 0 | 0
IV. | Przychody netto ze sprzedaży towarów i materiałów | Net revenue from sales of goods and materials | 0 | 0 | 0 | 0 | 0 | 0 | 0 | 0 | 0 | 0
B. | KOSZTY DZIAŁALNOŚCI OPERACYJNEJ | OPERATING EXPENSES | 3604000 | 769472740 | 676976782.3 | 607030895.8915 | 541417617.622 | 529822878.6905 | 561316069.4613 | 507444017.5673 | 465320564.7627 | 432637399.2587
I. | Amortyzacja | Depreciation and amortisation | 0 | 641005000 | 531793000 | 444226525 | 373985931.25 | 357615136.4375 | 384348894.9406 | 325574627.8111 | 278401893.3138 | 240517967.6663
II. | Zużycie materiałów i energii | Energy | 0 | 89281920 | 105097574.4 | 121781814.336 | 125435268.7661 | 129198326.8291 | 133074276.6339 | 137066504.933 | 141178500.0809 | 145413855.0834
II. | Zużycie materiałów i energii | Materials | 2496000 | 14020800 | 14441424 | 14874666.72 | 15320906.7216 | 15780533.9232 | 16253949.9409 | 16741568.4392 | 17243815.4923 | 17761129.9571
III. | Usługi obce | External services | 648000 | 2501520 | 2571626.4 | 2646640.248 | 2726905.0654 | 2812788.4199 | 2897172.0725 | 2984087.2347 | 3073609.8518 | 3165818.1473
IV. | Podatki i opłaty | Fees and taxes | 60000 | 60000 | 60000 | 60000 | 60000 | 60000 | 60000 | 60000 | 60000 | 60000
- | podatek akcyzowy | excise duty | Utilization from Assumptions tab. Revenue and energy costs scale with utilization rate. 2026: 0
V. | Wynagrodzenia | Payroll | 0 | 6502500 | 6795112.5 | 7100892.5625 | 7420432.7278 | 7754352.2006 | 7986982.7666 | 8226592.2496 | 8473390.0171 | 8727591.7176
VI. | Ubezpieczenia społeczne i inne świadczenia | Social security and other benefits | 0 | 2601000 | 2718045 | 2840357.025 | 2968173.0911 | 3101740.8802 | 3194793.1066 | 3290636.8998 | 3389356.0068 | 3491036.687
- | emerytalne | pension | Utilization from Assumptions tab. Revenue and energy costs scale with utilization rate. 2026: 0
VII. | Pozostałe koszty rodzajowe | Other costs by type | 400000 | 13500000 | 13500000 | 13500000 | 13500000 | 13500000 | 13500000 | 13500000 | 13500000 | 13500000
VIII. | Wartość sprzedanych towarów i materiałów | Direct cost of goods and materials sold | 0 | 0 | 0 | 0 | 0 | 0 | 0 | 0 | 0 | 0
C. | ZYSK (STRATA) ZE SPRZEDAŻY | PROFIT (LOSS) ON SALES | -3604000 | -91322596 | 98051953.7 | 264876432.1085 | 330489710.378 | 342084449.3095 | 310591258.5387 | 364463310.4327 | 406586763.2373 | 439269928.7413
D. | Pozostałe przychody operacyjne | Other operating revenue | 0 | 0 | 0 | 0 | 0 | 0 | 0 | 0 | 0 | 0
I. | Zysk z tytułu rozchodu niefinansowych aktywów trwałych | Gain on disposal of non-financial assets
II. | Dotacje | Subsidies
III. | Aktualizacja wartości aktywów niefinansowych | Gain on revaluation of non-financial assets
IV. | Inne przychody operacyjne | Other operating revenue
E. | Pozostałe koszty operacyjne | Other operating expenses | 0 | 0 | 0 | 0 | 0 | 0 | 0 | 0 | 0 | 0
I. | Strata z tytułu rozchodu niefinansowych aktywów trwałych | Loss on disposal of non-financial assets
II. | Aktualizacja wartości aktywów niefinansowych | Loss on revaluation of non-financial assets
III. | Inne koszty operacyjne | Other operating expenses
F. | ZYSK (STRATA) Z DZIAŁALNOŚCI OPERACYJNEJ | PROFIT (LOSS) ON OPERATING ACTIVITIES | -3604000 | -91322596 | 98051953.7 | 264876432.1085 | 330489710.378 | 342084449.3095 | 310591258.5387 | 364463310.4327 | 406586763.2373 | 439269928.7413
| EBITDA | EBIDTA | -3604000 | 549682404 | 629844953.7 | 709102957.1085 | 704475641.628 | 699699585.747 | 694940153.4794 | 690037938.2438 | 684988656.5511 | 679787896.4076
| marża EBITDA |  | 0% | 81.06% | 81.27% | 81.33% | 80.8% | 80.25% | 79.7% | 79.14% | 78.56% | 77.97%
G. | Przychody finansowe | Financial revenue | 0 | 0 | 0 | 0 | 0 | 0 | 0 | 0 | 0 | 0
I. | Dywidendy i udziały w zyskach, w tym: | Dividends
a) | od jednostek powiązanych, w tym: | from related entities
- | w których jednostka posiada zaangażowanie w kapitale | affiliated by capital
b) | od jednostek pozostałych, w tym: | from other entities
- | w których jednostka posiada zaangażowanie w kapitale | affiliated by capital
II. | Odsetki, w tym: | Interest
- | od jednostek powiązanych | from related entities
III. | Zysk z tytułu rozchodu aktywów finansowych, w tym: | Gain on disposal of financial assets
- | w jednostkach powiązanych | in related entities
IV. | Aktualizacja wartości aktywów finansowych | Gain on revaluation of financial assets
V. | Inne | Other
H. | Koszty finansowe | Financial expenses | 0 | 184320000 | 163840000 | 143360000 | 122880000 | 102400000 | 81920000 | 61440000 | 40960000 | 20480000
I. | Odsetki, w tym: | Interest | 0 | 184320000 | 163840000 | 143360000 | 122880000 | 102400000 | 81920000 | 61440000 | 40960000 | 20480000
- | dla jednostek powiązanych | to realted entities
II. | Strata z tytułu rozchodu aktywów finansowych, w tym: | Loss on disposal of financial assets
- | w jednostkach powiązanych | in related entities
III. | Aktualizacja wartości aktywów finansowych | Loss on revaluation of financial assets
IV. | Inne | Other
I. | ZYSK (STRATA) BRUTTO | GROSS PROFIT (LOSS) | -3604000 | -275642596 | -65788046.3 | 121516432.1085 | 207609710.378 | 239684449.3095 | 228671258.5387 | 303023310.4327 | 365626763.2373 | 418789928.7413
J. | Podatek dochodowy | Income tax | 0 | 0 | 0 | 0 | 0 | 38717430.4042 | 39647539.1224 | 53774428.9822 | 65669085.0151 | 75770086.4609
K. | Pozostałe obowiązkowe zmniejszenia zysku | Other mandatory reductions of profit (TAX RELIEF) |  | 3800000 | 3800000 | 3800000 | 3800000 | 3800000 | 3800000 | 3800000 | 3800000 | 3800000
L. | ZYSK (STRATA) NETTO | NET PROFIT (LOSS) | -3604000 | -279442596 | -69588046.3 | 117716432.1085 | 203809710.378 | 197167018.9052 | 185223719.4164 | 245448881.4505 | 296157678.2222 | 339219842.2805
| ZYSK (STRATA) Z DZIAŁALNOŚCI OPERACYJNEJ | PROFIT (LOSS) ON OPERATING ACTIVITIES | -3604000 | -91322596 | 98051953.7 | 264876432.1085 | 330489710.378 | 342084449.3095 | 310591258.5387 | 364463310.4327 | 406586763.2373 | 439269928.7413
| EBITDA | EBITDA | -3604000 | 549682404 | 629844953.7 | 709102957.1085 | 704475641.628 | 699699585.747 | 694940153.4794 | 690037938.2438 | 684988656.5511 | 679787896.4076
| marża EBITDA | EBITDA margin | 0% | 81.06% | 81.27% | 81.33% | 80.8% | 80.25% | 79.7% | 79.14% | 78.56% | 77.97%
| EBTA | EBTA | 0 | 365362404 | 466004953.7 | 565742957.1085 | 581595641.628 | 597299585.747 | 613020153.4794 | 628597938.2438 | 644028656.5511 | 659307896.4076
|  | EBTA margin | 0% | 53.88% | 60.13% | 64.89% | 66.7% | 68.5% | 70.31% | 72.09% | 73.86% | 75.62%

## CF
| RACHUNEK PRZEPŁYWÓW PIENIĘŻNYCH |  | CASH FLOW STATEMENT | BASE CASE — Realistic GPU utilization (70%→80%→90%)
| PLN |  |  | 2026 | 2027 | 2028 | 2029 | 2030 | 2031 | 2032 | 2033 | 2034 | 2035
| A. | PRZEPŁYWY PIENIĘŻNE Z DZIAŁALNOŚCI OPERACYJNEJ | CASH FLOW FROM OPERATING ACTIVITIES
| I. | Zysk (strata) netto | Net profit | -3604000 | -279442596 | -69588046.3 | 117716432.1085 | 203809710.378 | 197167018.9052 | 185223719.4164 | 245448881.4505 | 296157678.2222 | 339219842.2805
| II. | Korekty razem | Total adjustments | 498328.7671 | 864363390.4247 | 676287237.6017 | 571021975.7095 | 488799288.7132 | 458609500.9959 | 470166530.5898 | 380388228.8929 | 314184412.6447 | 256984832.6862
| 1. | Amortyzacja | Depretiation and amortisation | 0 | 641005000 | 531793000 | 444226525 | 373985931.25 | 357615136.4375 | 384348894.9406 | 325574627.8111 | 278401893.3138 | 240517967.6663
| 2. | Zyski (straty) z tytułu różnic kursowych | Exchange gains (losses)
| 3. | Odsetki i udziały w zyskach (dywidendy) | Interest and dividends | 0 | 184320000 | 163840000 | 143360000 | 122880000 | 102400000 | 81920000 | 61440000 | 40960000 | 20480000
| 4. | Zysk (strata) z działalności inwestycyjnej | Gain on investing activities
| 5. | Zmiana stanu rezerw | Change in provisions
| 6. | Zmiana stanu zapasów | Change in inventories | 0 | 0 | 0 | 0 | 0 | 0 | 0 | 0 | 0 | 0
| 7. | Zmiana stanu należności | Change in receivables | 0 | -55738368 | -7962624 | -7962624 | 0 | 0 | 0 | 0 | 0 | 0
| 8. | Zmiana stanu zobowiązań krótkoterminowych (bez kredytów) | Change in short-term liabilities (excl. loans) | 444328.7671 | 94422173.4247 | -11403611.2233 | -8623465.4476 | -8089308.2798 | -1429488.3614 | 3882722.1498 | -6641759.8225 | -5193302.4006 | -4029431.3635
| 9. | Zmiana stanu rozliczeń międzyokresowych | Change in prepayments and accruals | 54000 | 354585 | 20472.825 | 21540.1571 | 22665.743 | 23852.9199 | 14913.4994 | 15360.9043 | 15821.7315 | 16296.3834
| 10. | Inne korekty | Other adjustments
| III. | Przepływy pieniężne netto z działalności operacyjnej | Net cash flow from operating activities | -3105671.2329 | 584920794.4247 | 606699191.3017 | 688738407.818 | 692608999.0913 | 655776519.9012 | 655390250.0062 | 625837110.3433 | 610342090.8669 | 596204674.9666
| B. | PRZEPŁYWY PIENIĘŻNE Z DZIAŁALNOŚCI INWESTYCYJNEJ | CASH FLOW FROM INVESTING ACTIVITIES
| I. | Wpływy | Inflows | 0 | 0 | 0 | 0 | 0 | 0 | 0 | 0 | 0 | 0
| 1. | Zbycie WNiP oraz rzeczowych aktywów trwałych | Disposal of intangibles and tangible assets
| 2. | Zbycie inwestycji w nieruchomości oraz WNiP | Disposal of real estate and intangibles' investments
| 3. | Z aktywów finansowych, w tym: | On financial assets | 0 | 0 | 0 | 0 | 0 | 0 | 0 | 0 | 0 | 0
| a) | w jednostkach powiązanych | from related entities
| b) | w pozostałych jednostkach | from other entities | 0 | 0 | 0 | 0 | 0 | 0 | 0 | 0 | 0 | 0
| - | zbycie aktywów finansowych | disposal of financial assets
| - | dywidendy i udziały w zyskach | dividends
| - | spłata udzielonych pożyczek długoterminowych | repayments of loans granted | BASE CASE — Realistic GPU utilization (70%→80%→90%) 2027: 0; BASE CASE — Realistic GPU utilization (70%→80%→90%) 2028: 0
| - | odsetki | interest
| - | inne wpływy z aktywów finansowych | other inflows from financial assets
| 4. | Inne wpływy inwestycyjne | Other inflows from investing activities
| II. | Wydatki | Outflows | 3672050000 | 75100000 | 75100000 | 75100000 | 275100000 | 475100000 | 75100000 | 75100000 | 75100000 | 75100000
| 1. | Nabycie WNiP oraz rzeczowych aktywów trwałych | Purchase of intangibles and tangible assets | 100000 | 75100000 | 75100000 | 75100000 | 275100000 | 475100000 | 75100000 | 75100000 | 75100000 | 75100000
| 2. | Inwestycje w nieruchomości oraz WNiP | Real estate and intangibles investments | 3671950000 | 0 | 0 | 0 | 0 | 0 | 0 | 0 | 0 | 0
| 3. | Na aktywa finansowe, w tym: | On financial assets | 0 | 0 | 0 | 0 | 0 | 0 | 0 | 0 | 0 | 0
| a) | w jednostkach powiązanych | from related entities
| b) | w pozostałych jednostkach | from other entities | 0 | 0 | 0 | 0 | 0 | 0 | 0 | 0 | 0 | 0
| - | nabycie aktywów finansowych | Purchase of financial assets
| - | udzielone pożyczki długoterminowe | Loans granted
| 4. | Inne wydatki inwestycyjne | Other outflows from investing activities
| III. | Przepływy pieniężne netto z działalności inwestycyjnej | Net cash flow from investing activities | -3672050000 | -75100000 | -75100000 | -75100000 | -275100000 | -475100000 | -75100000 | -75100000 | -75100000 | -75100000
| C. | PRZEPŁYWY PIENIĘŻNE Z DZIAŁALNOŚCI FINANSOWEJ | CASH FLOW FROM FINANCIAL ACTIVITIES
| I. | Wpływy | Inflows | 3884047346.6309 | 0 | 0 | 0 | 0 | 0 | 0 | 0 | 0 | 0
| 1. | Emisja akcji (innych instrumentów) oraz dopłaty do kapitału | Issuance of shares and other increase of capital | BASE CASE — Realistic GPU utilization (70%→80%→90%) 2026: 812047346.6309
| 2. | Kredyty i Leasingi | Loans/Leasing | BASE CASE — Realistic GPU utilization (70%→80%→90%) 2026: 3072000000
| 3. | Emisja dłużnych papierów wartościowych | Issuance of debt securities | BASE CASE — Realistic GPU utilization (70%→80%→90%) 2026: 0
| 4. | Inne wpływy finansowe | Other inflows from financial activities
| II. | Wydatki | Outflows | 0 | 525653333.3333 | 505173333.3333 | 484693333.3333 | 464213333.3333 | 443733333.3333 | 423253333.3333 | 402773333.3333 | 382293333.3333 | 361813333.3333
| 1. | Nabycie udziałów (akcji) własnych | Purchase of own shares
| 2. | Dywidendy i inne wypłaty na rzecz właścicieli | Dividends
| 3. | Inne, niż wypłaty na rzecz właścicieli, wydatki z tytułu podziału zysku | Other payments to shareholders
| 4. | Spłaty kredytów i pożyczek | Repayment of loans | 0 | 341333333.3333 | 341333333.3333 | 341333333.3333 | 341333333.3333 | 341333333.3333 | 341333333.3333 | 341333333.3333 | 341333333.3333 | 341333333.3333
| 5. | Wykup dłużnych papierów wartościowych | Redemption of debt decurities | BASE CASE — Realistic GPU utilization (70%→80%→90%) 2030: 0; BASE CASE — Realistic GPU utilization (70%→80%→90%) 2031: 0
| 6. | Z tytułu innych zobowiązań finansowych | Payment of other financial liabilities
| 7. | Płatności zobowiązań z tytułu umów leasingu finansowego | Payments of financial lease liabilities
| 8. | Odsetki | Interest | 0 | 184320000 | 163840000 | 143360000 | 122880000 | 102400000 | 81920000 | 61440000 | 40960000 | 20480000
| 9. | Inne wydatki finansowe | Other outflows from financial activities
| III. | Przepływy pieniężne netto z działalności finansowej | Net cash flow from financial activities | 3884047346.6309 | -525653333.3333 | -505173333.3333 | -484693333.3333 | -464213333.3333 | -443733333.3333 | -423253333.3333 | -402773333.3333 | -382293333.3333 | -361813333.3333
| D. | PRZEPŁYWY PIENIĘŻNE RAZEM | TOTAL CASH FLOW | 208891675.398 | -15832538.9087 | 26425857.9684 | 128945074.4847 | -46704334.2421 | -263056813.4322 | 157036916.6728 | 147963777.01 | 152948757.5335 | 159291341.6333
| E. | Bilansowa zmiana stanu środków pieniężnych, w tym: | Change in cash and equivalent (balance sheet)
| - | zmiana stanu środków pieniężnych z tytułu różnic kursowych | change in cashe due to exchange
| F. | Środki pieniężne na początek okresu | Cash opening balance | 0 | 208891675.398 | 193059136.4893 | 219484994.4577 | 348430068.9424 | 301725734.7003 | 38668921.2681 | 195705837.941 | 343669614.951 | 496618372.4845
| G. | Środki pieniężne na koniec okresu (F±D), w tym: | Cash closing balance | 208891675.398 | 193059136.4893 | 219484994.4577 | 348430068.9424 | 301725734.7003 | 38668921.2681 | 195705837.941 | 343669614.951 | 496618372.4845 | 655909714.1178
| - | o ograniczonej możliwości dysponowania | per month | 17407639.6165 | 16088261.3741 | 18290416.2048 | 29035839.0785 | 25143811.225 | 3222410.1057 | 16308819.8284 | 28639134.5792 | 41384864.3737 | 54659142.8432
|  |  | BEP in month | BASE CASE — Realistic GPU utilization (70%→80%→90%) 2026: 60m
EQUITY SIZING (Auto-calculated)
Pre-equity cash flows sourced from CF (excl. equity injection):
Year |  |  |  | 2026 | 2027 | 2028 | 2029 | 2030 | 2031 | 2032 | 2033 | 2034 | 2035
Operating CF |  |  |  | -3105671.2329 | 584920794.4247 | 606699191.3017 | 688738407.818 | 692608999.0913 | 655776519.9012 | 655390250.0062 | 625837110.3433 | 610342090.8669 | 596204674.9666
Investing CF |  |  |  | -3672050000 | -75100000 | -75100000 | -75100000 | -275100000 | -475100000 | -75100000 | -75100000 | -75100000 | -75100000
Financing CF (excl. equity) |  |  |  | 3072000000 | -525653333.3333 | -505173333.3333 | -484693333.3333 | -464213333.3333 | -443733333.3333 | -423253333.3333 | -402773333.3333 | -382293333.3333 | -361813333.3333
Net CF (pre-equity) |  |  |  | -603155671.2329 | -15832538.9087 | 26425857.9684 | 128945074.4847 | -46704334.2421 | -263056813.4322 | 157036916.6728 | 147963777.01 | 152948757.5335 | 159291341.6333
Cumulative CF |  |  |  | -603155671.2329 | -618988210.1416 | -592562352.1732 | -463617277.6885 | -510321611.9306 | -773378425.3627 | -616341508.6899 | -468377731.6799 | -315428974.1463 | -156137632.513
Required Equity (peak deficit + 5% buffer) |  |  |  | 2026: 812047346.6309

## NWC
KAPITAŁ OBROTOWY NETTO | NET WORKING CAPITAL
Kapitał obrotowy netto (PLN) | Net working capital | 2026 | 2027 | 2028 | 2029 | 2030 | 2031 | 2032 | 2033 | 2034 | 2035
RACHUNEK ZYSKÓW I STRAT | PROFIT AND LOSS ACCOUNT
Przychody netto ze sprzedaży produktów, towarów i materiałów | Net revenue from sales of products, goods and materials | 0 | 678150144 | 775028736 | 871907328 | 871907328 | 871907328 | 871907328 | 871907328 | 871907328 | 871907328
Koszty działalności operacyjnej | Operating expenses | 3604000 | 769472740 | 676976782.3 | 607030895.8915 | 541417617.622 | 529822878.6905 | 561316069.4613 | 507444017.5673 | 465320564.7627 | 432637399.2587
BILANS | BALANCE SHEET
Zapasy | Inventories | 0 | 0 | 0 | 0 | 0 | 0 | 0 | 0 | 0 | 0
Należności handlowe | Trade receivables | 0 | 55738368 | 63700992 | 71663616 | 71663616 | 71663616 | 71663616 | 71663616 | 71663616 | 71663616
Zobowiązania handlowe | Trade liabilities | 444328.7671 | 94866502.1918 | 83462890.9685 | 74839425.5209 | 66750117.2411 | 65320628.8797 | 69203351.0295 | 62561591.2069 | 57368288.8064 | 53338857.4429
Kapitał obrotowy netto | Net working capital | -444328.7671 | -39128134.1918 | -19761898.9685 | -3175809.5209 | 4913498.7589 | 6342987.1203 | 2460264.9705 | 9102024.7931 | 14295327.1936 | 18324758.5571
RACHUNEK PRZEPŁYWÓW PIENIĘŻNYCH | CASH FLOW
Zmiana stanu zapasów | Change in inventories | 0 | 0 | 0 | 0 | 0 | 0 | 0 | 0 | 0 | 0
Zmiana stanu należności | Change in receivables | 0 | 55738368 | 7962624 | 7962624 | 0 | 0 | 0 | 0 | 0 | 0
Zmiana stanu zobowiązań krótkoterminowych (bez kredytów) | Change in short-term liabilities (excl. loans) | 444328.7671 | 94422173.4247 | -11403611.2233 | -8623465.4476 | -8089308.2798 | -1429488.3614 | 3882722.1498 | -6641759.8225 | -5193302.4006 | -4029431.3635
Zmiana w KON | Change in WC | -444328.7671 | -38683805.4247 | 19366235.2233 | 16586089.4476 | 8089308.2798 | 1429488.3614 | -3882722.1498 | 6641759.8225 | 5193302.4006 | 4029431.3635
Przeciętny stan | Average
Zapasy | Inventories
Należności handlowe | Trade receivables
Zobowiązania handlowe | Trade liabilities
Kapitał obrotowy netto | Net working capital
Dni rotacji | Turnover in days | 2026 | 2027 | 2028 | 2029 | 2030 | 2031 | 2032 | 2033 | 2034 | 2035
Zapasy | Inventories | 0 | 0 | 0 | 0 | 0 | 0 | 0 | 0 | 0 | 0
Należności handlowe | Trade receivables | 30 | 30 | 30 | 30 | 30 | 30 | 30 | 30 | 30 | 30
Zobowiązania handlowe | Trade liabilities | 45 | 45 | 45 | 45 | 45 | 45 | 45 | 45 | 45 | 45
Liczba dni w okresie | No. Days | 365 | 365 | 365 | 365 | 365 | 365 | 365 | 365 | 365 | 365
Cykl konwersji gotówki | Cash conversion cycle | -15 | -15 | -15 | -15 | -15 | -15 | -15 | -15 | -15 | -15
Zapasy - struktura | Inventories - structure | 2026 | 2027 | 2028 | 2029 | 2030 | 2031 | 2032 | 2033 | 2034 | 2035
Materiały | Materials | bar: 2026 to 2035
Półprodukty i produkty w toku | Semifinished products and work in progress | bar: 2026 to 2035
Produkty gotowe | Finished products | bar: 2026 to 2035
Towary | Goods | bar: 2026 to 2035
Zaliczki na dostawy i usługi | Advances for deliveries | bar: 2026 to 2035
RAZEM Zapasy | TOTAL Inventories | 0 | 0 | 0 | 0 | 0 | 0 | 0 | 0 | 0 | 0

## D&A CAPEX
<= hidden column with English translation
Amortyzacja i CAPEX | D&A and CAPEX
BILANS | BALANCE SHEET |  | 2026 | 2027 | 2028 | 2029 | 2030 | 2031 | 2032 | 2033 | 2034 | 2035
Wartości niematerialne i prawne | Intangible assets | 0 | 100000 | 190000 | 271000 | 343900 | 409510 | 468559 | 521703.1 | 569532.79 | 612579.511 | 651321.5599
Koszty zakończonych prac rozwojowych | R&D expenses |  | 100000 | 190000 | 271000 | 343900 | 409510 | 468559 | 521703.1 | 569532.79 | 612579.511 | 651321.5599
Inne wartości niematerialne i prawne | Other intangible assets |  | 0 | 0 | 0 | 0 | 0 | 0 | 0 | 0 | 0 | 0
Rzeczowe aktywa trwałe | Tangible assets | 0 | 3671950000 | 3105955000 | 2649181000 | 2279981575 | 2181030033.75 | 2298455848.3125 | 1989153809.2719 | 1738631351.7708 | 1535286411.736 | 1369829702.0208
grunty (w tym prawo użytkowania wieczystego gruntu) | land (including right to perpetual usufruct) |  | 68800000 | 68800000 | 68800000 | 68800000 | 68800000 | 68800000 | 68800000 | 68800000 | 68800000 | 68800000
budynki, lokale, prawa do lokali i inne obiekty | plants, properties and buildings |  | 531000000 | 504450000 | 479227500 | 455266125 | 432502818.75 | 410877677.8125 | 390333793.9219 | 370817104.2258 | 352276249.0145 | 334662436.5638
urządzenia techniczne i maszyny | equipment and machinery |  | 3072000000 | 2532600000 | 2101080000 | 1755864000 | 1679691200 | 1818752960 | 1530002368 | 1299001894.4 | 1114201515.52 | 966361212.416
środki transportu | vehicles |  | 100000 | 70000 | 49000 | 34300 | 24010 | 16807 | 11764.9 | 8235.43 | 5764.801 | 4035.3607
inne środki trwałe | other tangible assets |  | 50000 | 35000 | 24500 | 17150 | 12005 | 8403.5 | 5882.45 | 4117.715 | 2882.4005 | 2017.6804
Stawki amortyzacji | Depretiation & amortisation rates
Wartości niematerialne i prawne | Intangible assets
Koszty zakończonych prac rozwojowych | R&D expenses | 10%
Inne wartości niematerialne i prawne | Other intangible assets | 30%
Rzeczowe aktywa trwałe | Tangible assets
grunty (w tym prawo użytkowania wieczystego gruntu) | land (including right to perpetual usufruct) | 0%
budynki, lokale, prawa do lokali i inne obiekty | plants, properties and buildings | 5%
urządzenia techniczne i maszyny | equipment and machinery | 20%
środki transportu | vehicles | 30%
inne środki trwałe | other tangible assets | 30%
Amortyzacja | Depretiation & amortisation | 0 | 2026 | 2027 | 2028 | 2029 | 2030 | 2031 | 2032 | 2033 | 2034 | 2035
Wartości niematerialne i prawne | Intangible assets |  | 0 | 10000 | 19000 | 27100 | 34390 | 40951 | 46855.9 | 52170.31 | 56953.279 | 61257.9511
Koszty zakończonych prac rozwojowych | R&D expenses |  | 0 | 10000 | 19000 | 27100 | 34390 | 40951 | 46855.9 | 52170.31 | 56953.279 | 61257.9511
Inne wartości niematerialne i prawne | Other intangible assets |  | 0 | 0 | 0 | 0 | 0 | 0 | 0 | 0 | 0 | 0
Rzeczowe aktywa trwałe | Tangible assets |  | 0 | 640995000 | 531774000 | 444199425 | 373951541.25 | 357574185.4375 | 384302039.0406 | 325522457.5011 | 278344940.0348 | 240456709.7152
grunty (w tym prawo użytkowania wieczystego gruntu) | land (including right to perpetual usufruct) |  | 0 | 0 | 0 | 0 | 0 | 0 | 0 | 0 | 0 | 0
budynki, lokale, prawa do lokali i inne obiekty | plants, properties and buildings |  | 0 | 26550000 | 25222500 | 23961375 | 22763306.25 | 21625140.9375 | 20543883.8906 | 19516689.6961 | 18540855.2113 | 17613812.4507
urządzenia techniczne i maszyny | equipment and machinery |  | 0 | 614400000 | 506520000 | 420216000 | 351172800 | 335938240 | 363750592 | 306000473.6 | 259800378.88 | 222840303.104
środki transportu | vehicles |  | 0 | 30000 | 21000 | 14700 | 10290 | 7203 | 5042.1 | 3529.47 | 2470.629 | 1729.4403
inne środki trwałe | other tangible assets |  | 0 | 15000 | 10500 | 7350 | 5145 | 3601.5 | 2521.05 | 1764.735 | 1235.3145 | 864.7201
RAZEM Amortyzacja | TOTAL Depretiation & amortisation |  | 0 | 641005000 | 531793000 | 444226525 | 373985931.25 | 357615136.4375 | 384348894.9406 | 325574627.8111 | 278401893.3138 | 240517967.6663
% przychodów | % revenues |  | bd | 94.52% | 68.62% | 50.95% | 42.89% | 41.02% | 44.08% | 37.34% | 31.93% | 27.59%
CAPEX | CAPEX |  | 2026 | 2027 | 2028 | 2029 | 2030 | 2031 | 2032 | 2033 | 2034 | 2035
Wartości niematerialne i prawne | Intangible assets |  | 100000 | 100000 | 100000 | 100000 | 100000 | 100000 | 100000 | 100000 | 100000 | 100000
Koszty zakończonych prac rozwojowych | R&D expenses |  | 100000 | 100000 | 100000 | 100000 | 100000 | 100000 | 100000 | 100000 | 100000 | 100000
Rzeczowe aktywa trwałe | Tangible assets |  | 3671950000 | 75000000 | 75000000 | 75000000 | 275000000 | 475000000 | 75000000 | 75000000 | 75000000 | 75000000
grunty (w tym prawo użytkowania wieczystego gruntu) | land (including right to perpetual usufruct) |  | 68800000 | 0 | 0 | 0 | 0 | 0 | 0 | 0 | 0 | 0
budynki, lokale, prawa do lokali i inne obiekty | plants, properties and buildings |  | 531000000 | 0 | 0 | 0 | 0 | 0 | 0 | 0 | 0 | 0
urządzenia techniczne i maszyny | equipment and machinery |  | 3072000000 | 0 | 0 | 0 | 0 | 0 | 0 | 0 | 0 | 0
środki transportu | vehicles |  | 100000 | 0 | 0 | 0 | 0 | 0 | 0 | 0 | 0 | 0
inne środki trwałe | other tangible assets |  | 50000 | 0 | 0 | 0 | 0 | 0 | 0 | 0 | 0 | 0
Inne wartości niematerialne i prawne | Maintenance Capex |  | 0 | 75000000 | 75000000 | 75000000 | 75000000 | 75000000 | 75000000 | 75000000 | 75000000 | 75000000
Inne wartości niematerialne i prawne | GPU Refresh |  | 0 | 0 | 0 | 0 | 200000000 | 400000000 | 0 | 0 | 0 | 0
RAZEM CAPEX | TOTAL CAPEX |  | 3672050000 | 75100000 | 75100000 | 75100000 | 275100000 | 475100000 | 75100000 | 75100000 | 75100000 | 75100000
% przychodów |  |  |  | 11.07% | 9.69% | 8.613% | 31.55% | 54.49% | 8.613% | 8.613% | 8.613% | 8.613%
Wkład kapitałowy (equity) | Equity contribution (derived) |  | 2026: 812047346.6309
% łącznych nakładów CAPEX | % of total CAPEX |  | 2026: 22.11%
Tabele amortyzacyjne | D&A tables
Pozycja (stan na koniec okresu) | Position | 0 | 2026 | 2027 | 2028 | 2029 | 2030 | 2031 | 2032 | 2033 | 2034 | 2035
Koszty zakończonych prac rozwojowych | R&D expenses | 0 | 100000 | 190000 | 271000 | 343900 | 409510 | 468559
Bilans otwarcia | Opening balance |  | 0 | 100000 | 190000 | 271000 | 343900 | 409510 | 468559 | 521703.1 | 569532.79 | 612579.511
CAPEX | CAPEX | 0 | 100000 | 100000 | 100000 | 100000 | 100000 | 100000 | 100000 | 100000 | 100000 | 100000
Amortyzacja | D&A | 0 | 0 | 10000 | 19000 | 27100 | 34390 | 40951 | 46855.9 | 52170.31 | 56953.279 | 61257.9511
Bilans zamknięcia | Closing balance (CB) | 0 | 100000 | 190000 | 271000 | 343900 | 409510 | 468559 | 521703.1 | 569532.79 | 612579.511 | 651321.5599
Inne wartości niematerialne i prawne | Other intangible assets | 0 | 0 | 0 | 0 | 0 | 0 | 0
Bilans otwarcia | Opening balance |  | 0 | 0 | 0 | 0 | 0 | 0 | 0 | 0 | 0 | 0
CAPEX | CAPEX | 0 | 0 | 0 | 0 | 0 | 0 | 0 | 0 | 0 | 0 | 0
Amortyzacja | D&A | 0 | 0 | 0 | 0 | 0 | 0 | 0 | 0 | 0 | 0 | 0
Bilans zamknięcia | Closing balance (CB) | 0 | 0 | 0 | 0 | 0 | 0 | 0 | 0 | 0 | 0 | 0
Grunty (w tym prawo użytkowania wieczystego gruntu) | Land (including right to perpetual usufruct) | 0 | 68800000 | 68800000 | 68800000 | 68800000 | 68800000 | 68800000
Bilans otwarcia | Opening balance |  | 0 | 68800000 | 68800000 | 68800000 | 68800000 | 68800000 | 68800000 | 68800000 | 68800000 | 68800000
CAPEX | CAPEX | 0 | 68800000 | 0 | 0 | 0 | 0 | 0 | 0 | 0 | 0 | 0
Amortyzacja | D&A | 0 | 0 | 0 | 0 | 0 | 0 | 0 | 0 | 0 | 0 | 0
Bilans zamknięcia | Closing balance (CB) | 0 | 68800000 | 68800000 | 68800000 | 68800000 | 68800000 | 68800000 | 68800000 | 68800000 | 68800000 | 68800000
Budynki, lokale, prawa do lokali i inne obiekty | Plants, properties and buildings | 0 | 531000000 | 504450000 | 479227500 | 455266125 | 432502818.75 | 410877677.8125
Bilans otwarcia | Opening balance |  | 0 | 531000000 | 504450000 | 479227500 | 455266125 | 432502818.75 | 410877677.8125 | 390333793.9219 | 370817104.2258 | 352276249.0145
CAPEX | CAPEX | 0 | 531000000 | 0 | 0 | 0 | 0 | 0 | 0 | 0 | 0 | 0
Amortyzacja | D&A | 0 | 0 | 26550000 | 25222500 | 23961375 | 22763306.25 | 21625140.9375 | 20543883.8906 | 19516689.6961 | 18540855.2113 | 17613812.4507
Bilans zamknięcia | Closing balance (CB) | 0 | 531000000 | 504450000 | 479227500 | 455266125 | 432502818.75 | 410877677.8125 | 390333793.9219 | 370817104.2258 | 352276249.0145 | 334662436.5638
Urządzenia techniczne i maszyny | Equipment and machinery | 0 | 3072000000 | 2532600000 | 2101080000 | 1755864000 | 1679691200 | 1818752960
Bilans otwarcia | Opening balance |  | 0 | 3072000000 | 2532600000 | 2101080000 | 1755864000 | 1679691200 | 1818752960 | 1530002368 | 1299001894.4 | 1114201515.52
CAPEX | CAPEX | 0 | 3072000000 | 75000000 | 75000000 | 75000000 | 275000000 | 475000000 | 75000000 | 75000000 | 75000000 | 75000000
Amortyzacja | D&A | 0 | 0 | 614400000 | 506520000 | 420216000 | 351172800 | 335938240 | 363750592 | 306000473.6 | 259800378.88 | 222840303.104
Bilans zamknięcia | Closing balance (CB) | 0 | 3072000000 | 2532600000 | 2101080000 | 1755864000 | 1679691200 | 1818752960 | 1530002368 | 1299001894.4 | 1114201515.52 | 966361212.416
Środki transportu | Vehicles | 0 | 100000 | 70000 | 49000 | 34300 | 24010 | 16807
Bilans otwarcia | Opening balance |  | 0 | 100000 | 70000 | 49000 | 34300 | 24010 | 16807 | 11764.9 | 8235.43 | 5764.801
CAPEX | CAPEX | 0 | 100000 | 0 | 0 | 0 | 0 | 0 | 0 | 0 | 0 | 0
Amortyzacja | D&A | 0 | 0 | 30000 | 21000 | 14700 | 10290 | 7203 | 5042.1 | 3529.47 | 2470.629 | 1729.4403
Bilans zamknięcia | Closing balance (CB) | 0 | 100000 | 70000 | 49000 | 34300 | 24010 | 16807 | 11764.9 | 8235.43 | 5764.801 | 4035.3607
Inne środki trwałe | Other tangible assets | 0 | 50000 | 35000 | 24500 | 17150 | 12005 | 8403.5
Bilans otwarcia | Opening balance |  | 0 | 50000 | 35000 | 24500 | 17150 | 12005 | 8403.5 | 5882.45 | 4117.715 | 2882.4005
CAPEX | CAPEX | 0 | 50000 | 0 | 0 | 0 | 0 | 0 | 0 | 0 | 0 | 0
Amortyzacja | D&A | 0 | 0 | 15000 | 10500 | 7350 | 5145 | 3601.5 | 2521.05 | 1764.735 | 1235.3145 | 864.7201
Bilans zamknięcia | Closing balance (CB) | 0 | 50000 | 35000 | 24500 | 17150 | 12005 | 8403.5 | 5882.45 | 4117.715 | 2882.4005 | 2017.6804
Note on G45: Krzysztof Wiśniewski: działka 5,5ha + działka 18,5 ha
Note on G46: Krzysztof Wiśniewski: budynekk baterie agregaty przyłącze pozostałe
Note on E47: [Threaded comment] Your version of Excel allows you to read this threaded comment; however, any edits to it will get removed if the file is opened in a newer version of Excel. Learn more: https://go.microsoft.com/fwlink/?linkid=870924 Comment: Wpisać wersję alternatywną dla GB300 i opcjonalną informację o tym że zakładamy VR będzie 30% droższy - drugi model do obliczeń
Note on G47: Mateusz Ostrowski: 1 rack GPU - 4 mln 1 rack facility - 0,5 mln bo 32 m za halę w ktrórej sa 64 rack

## Incomes
|  | 2026 |  |  |  | 2027 |  |  |  | 2028 |  |  |  | 2029 |  |  |  | 2030 |  |  |  | 2031
|  | IQ | IIQ | IIIQ | IVQ | IQ | IIQ | IIIQ | IVQ | IQ | IIQ | IIIQ | IVQ | IQ | IIQ | IIIQ | IVQ | IQ | IIQ | IIIQ | IVQ | IQ | IIQ | IIIQ | IVQ
GPU Power | [5 empty] | 242196480 | 242196480 | 242196480 | 242196480 | 242196480 | 242196480 | 242196480 | 242196480 | 242196480 | 242196480 | 242196480 | 242196480 | 242196480 | 242196480 | 242196480 | 242196480 | 242196480 | 242196480 | 242196480 | 242196480
Software |  | 0 | 0 | 0 | 0 | 0 | 0 | 0 | 0 | 0 | 0 | 0 | 0 | 0 | 0 | 0 | 0 | 0 | 0 | 0 | 0 | 0 | 0 | 0 | 0
| Cloud Services | 0 | 0 | 0 | 0 | 0 | 0 | 0 | 0 | 0 | 0 | 0 | 0 | 0 | 0 | 0 | 0 | 0 | 0 | 0 | 0 | 0 | 0 | 0 | 0
|  | 0 | 0 | 0 | 0 | 0 | 0 | 0 | 0 | 0 | 0 | 0 | 0 | 0 | 0 | 0 | 0 | 0 | 0 | 0 | 0 | 0 | 0 | 0 | 0
Incomes (quarterly) |  | 0 | 0 | 0 | 0 | 242196480 | 242196480 | 242196480 | 242196480 | 242196480 | 242196480 | 242196480 | 242196480 | 242196480 | 242196480 | 242196480 | 242196480 | 242196480 | 242196480 | 242196480 | 242196480 | 242196480 | 242196480 | 242196480 | 242196480 | 242196480 | 242196480 | 242196480 | 242196480 | 242196480 | 242196480 | 242196480 | 242196480 | 242196480 | 242196480 | 242196480 | 242196480 | 242196480 | 242196480 | 242196480 | 242196480
Incomes Total |  | 2026 IVQ: 0; 2027 IVQ: 968785920; 2028 IVQ: 968785920; 2029 IVQ: 968785920; 2030 IVQ: 968785920; 2031 IVQ: 968785920 |  |  |  | 968785920 |  |  |  | 968785920 |  |  |  | 968785920 |  |  |  | 968785920
GPU Power
|  | 2026 |  |  |  | 2027 |  |  |  | 2028 |  |  |  | 2029 |  |  |  | 2030 |  |  |  | 2031
|  | IQ | IIQ | IIIQ | IVQ | IQ | IIQ | IIIQ | IVQ | IQ | IIQ | IIIQ | IVQ | IQ | IIQ | IIIQ | IVQ | IQ | IIQ | IIIQ | IVQ | IQ | IIQ | IIIQ | IVQ
| Total capacity per day |  |  |  |  | 884736 | 884736 | 884736 | 884736 | 884736 | 884736 | 884736 | 884736 | 884736 | 884736 | 884736 | 884736 | 884736 | 884736 | 884736 | 884736 | 884736 | 884736 | 884736 | 884736 | 884736 | 884736 | 884736 | 884736 | 884736 | 884736 | 884736 | 884736 | 884736 | 884736 | 884736 | 884736 | 884736 | 884736 | 884736 | 884736
| Price | 3 | 3 | 3 | 3 | 3 | 3 | 3 | 3 | 3 | 3 | 3 | 3 | 3 | 3 | 3 | 3 | 3 | 3 | 3 | 3 | 3 | 3 | 3 | 3 | 3 | 3 | 3 | 3 | 3 | 3 | 3 | 3 | 3 | 3 | 3 | 3 | 3 | 3 | 3 | 3
| nr of days available | 91.25 | 91.25 | 91.25 | 91.25 | 91.25 | 91.25 | 91.25 | 91.25 | 91.25 | 91.25 | 91.25 | 91.25 | 91.25 | 91.25 | 91.25 | 91.25 | 91.25 | 91.25 | 91.25 | 91.25 | 91.25 | 91.25 | 91.25 | 91.25 | 91.25 | 91.25 | 91.25 | 91.25 | 91.25 | 91.25 | 91.25 | 91.25 | 91.25 | 91.25 | 91.25 | 91.25 | 91.25 | 91.25 | 91.25 | 91.25
| Av. Value | 0 | 0 | 0 | 0 | 0 | 0 | 0 | 0 | 0 | 0 | 0 | 0 | 0 | 0 | 0 | 0 | 0 | 0 | 0 | 0 | 0 | 0 | 0 | 0
| Maximum Sale | 0 | 0 | 0 | 0 | 242196480 | 242196480 | 242196480 | 242196480 | 242196480 | 242196480 | 242196480 | 242196480 | 242196480 | 242196480 | 242196480 | 242196480 | 242196480 | 242196480 | 242196480 | 242196480 | 242196480 | 242196480 | 242196480 | 242196480 | 242196480 | 242196480 | 242196480 | 242196480 | 242196480 | 242196480 | 242196480 | 242196480 | 242196480 | 242196480 | 242196480 | 242196480 | 242196480 | 242196480 | 242196480 | 242196480
|  | 2026 IVQ: 0; 2027 IVQ: 968785920; 2028 IVQ: 968785920; 2029 IVQ: 968785920; 2030 IVQ: 968785920; 2031 IVQ: 968785920 |  |  |  | 968785920 |  |  |  | 968785920 |  |  |  | 968785920 |  |  |  | 968785920
Inflation | bar: 2027 IVQ; 2028 IVQ; 2029 IVQ; 2030 IVQ
Software
Avarage per client | 1000
|  | 2026 |  |  |  | 2027 |  |  |  | 2028 |  |  |  | 2029 |  |  |  | 2030 |  |  |  | 2031
|  | IQ | IIQ | IIIQ | IVQ | IQ | IIQ | IIIQ | IVQ | IQ | IIQ | IIIQ | IVQ | IQ | IIQ | IIIQ | IVQ | IQ | IIQ | IIIQ | IVQ | IQ | IIQ | IIIQ | IVQ
|  | 0 | 0 | 0 | 0 | 0 | 0 | 0 | 0 | 0 | 0 | 0 | 0 | 0 | 0 | 0 | 0 | 0 | 0 | 0 | 0 | 0 | 0 | 0 | 0
Total sale |  | 0 | 0 | 0 | 0 | 0 | 0 | 0 | 0 | 0 | 0 | 0 | 0 | 0 | 0 | 0 | 0 | 0 | 0 | 0 | 0 | 0 | 0 | 0 | 0
[5 empty] | 0 |  |  |  | 0 |  |  |  | 0 |  |  |  | 0 |  |  |  | 0 |  |  |  | 0
Cloud services
Avarage per client | 1000
|  | 2026 |  |  |  | 2027 |  |  |  | 2028 |  |  |  | 2029 |  |  |  | 2030 |  |  |  | 2031
|  | IQ | IIQ | IIIQ | IVQ | IQ | IIQ | IIIQ | IVQ | IQ | IIQ | IIIQ | IVQ | IQ | IIQ | IIIQ | IVQ | IQ | IIQ | IIIQ | IVQ | IQ | IIQ | IIIQ | IVQ
| No of clients | 0 | 0 | 0 | 0 | 0 | 0 | 0 | 0 | 0 | 0 | 0 | 0 | 0 | 0 | 0 | 0 | 0 | 0 | 0 | 0 | 0 | 0 | 0 | 0
Total sale |  | 0 | 0 | 0 | 0 | 0 | 0 | 0 | 0 | 0 | 0 | 0 | 0 | 0 | 0 | 0 | 0 | 0 | 0 | 0 | 0 | 0 | 0 | 0 | 0
[5 empty] | 0 |  |  |  | 0 |  |  |  | 0 |  |  |  | 0 |  |  |  | 0 |  |  |  | 0
Note on J20: Amir Damerdji: Changed from 5% to 0% (flat pricing). Historical GPU cloud pricing deflates 40-50%/yr. Flat = conservative base case. 5% escalation reserved for bull scenario. See Notes Section 10.

## Costs
|  | 2026 |  |  |  | 2027 |  |  |  | 2028 |  |  |  | 2029 |  |  |  | 2030 |  |  |  | 2031
|  | IQ | IIQ | IIIQ | IVQ | IQ | IIQ | IIIQ | IVQ | IQ | IIQ | IIIQ | IVQ | IQ | IIQ | IIIQ | IVQ | IQ | IIQ | IIIQ | IVQ | IQ | IIQ | IIIQ | IVQ
Amortisation |  | 0 | 0 | 0 | 0 | 160251250 | 160251250 | 160251250 | 160251250 | 132948250 | 132948250 | 132948250 | 132948250 | 111056631.25 | 111056631.25 | 111056631.25 | 111056631.25 | 93496482.8125 | 93496482.8125 | 93496482.8125 | 93496482.8125 | 89403784.1094 | 89403784.1094 | 89403784.1094 | 89403784.1094
Power |  | 0 | 0 | 0 | 0 | 37011000 | 37011000 | 37011000 | 37011000 | 38121330 | 38121330 | 38121330 | 38121330 | 39264969.9 | 39264969.9 | 39264969.9 | 39264969.9 | 40442918.997 | 40442918.997 | 40442918.997 | 40442918.997 | 41656206.5669 | 41656206.5669 | 41656206.5669 | 41656206.5669
Costs of materials |  | 624000 | 624000 | 624000 | 624000 | 3505200 | 3505200 | 3505200 | 3505200 | 3610356 | 3610356 | 3610356 | 3610356 | 3718666.68 | 3718666.68 | 3718666.68 | 3718666.68 | 3830226.6804 | 3830226.6804 | 3830226.6804 | 3830226.6804 | 3945133.4808 | 3945133.4808 | 3945133.4808 | 3945133.4808 | 4063487.4852 | 4063487.4852 | 4063487.4852 | 4063487.4852 | 4185392.1098 | 4185392.1098 | 4185392.1098 | 4185392.1098 | 4310953.8731 | 4310953.8731 | 4310953.8731 | 4310953.8731 | 4440282.4893 | 4440282.4893 | 4440282.4893 | 4440282.4893
Rental & external Services |  | 162000 | 162000 | 162000 | 162000 | 625380 | 625380 | 625380 | 625380 | 642906.6 | 642906.6 | 642906.6 | 642906.6 | 661660.062 | 661660.062 | 661660.062 | 661660.062 | 681726.2663 | 681726.2663 | 681726.2663 | 681726.2663 | 703197.105 | 703197.105 | 703197.105 | 703197.105 | 724293.0181 | 724293.0181 | 724293.0181 | 724293.0181 | 746021.8087 | 746021.8087 | 746021.8087 | 746021.8087 | 768402.4629 | 768402.4629 | 768402.4629 | 768402.4629 | 791454.5368 | 791454.5368 | 791454.5368 | 791454.5368
Taxes |  | 15000 | 15000 | 15000 | 15000 | 15000 | 15000 | 15000 | 15000 | 15000 | 15000 | 15000 | 15000 | 15000 | 15000 | 15000 | 15000 | 15000 | 15000 | 15000 | 15000 | 15000 | 15000 | 15000 | 15000 | 15000 | 15000 | 15000 | 15000 | 15000 | 15000 | 15000 | 15000 | 15000 | 15000 | 15000 | 15000 | 15000 | 15000 | 15000 | 15000
Payroll |  | 0 | 0 | 0 | 0 | 1625625 | 1625625 | 1625625 | 1625625 | 1698778.125 | 1698778.125 | 1698778.125 | 1698778.125 | 1775223.1406 | 1775223.1406 | 1775223.1406 | 1775223.1406 | 1855108.182 | 1855108.182 | 1855108.182 | 1855108.182 | 1938588.0501 | 1938588.0501 | 1938588.0501 | 1938588.0501 | 1996745.6916 | 1996745.6916 | 1996745.6916 | 1996745.6916 | 2056648.0624 | 2056648.0624 | 2056648.0624 | 2056648.0624 | 2118347.5043 | 2118347.5043 | 2118347.5043 | 2118347.5043 | 2181897.9294 | 2181897.9294 | 2181897.9294 | 2181897.9294
SSC |  | 0 | 0 | 0 | 0 | 650250 | 650250 | 650250 | 650250 | 679511.25 | 679511.25 | 679511.25 | 679511.25 | 710089.2562 | 710089.2562 | 710089.2562 | 710089.2562 | 742043.2728 | 742043.2728 | 742043.2728 | 742043.2728 | 775435.2201 | 775435.2201 | 775435.2201 | 775435.2201 | 798698.2767 | 798698.2767 | 798698.2767 | 798698.2767 | 822659.225 | 822659.225 | 822659.225 | 822659.225 | 847339.0017 | 847339.0017 | 847339.0017 | 847339.0017 | 872759.1718 | 872759.1718 | 872759.1718 | 872759.1718
Other costs |  | 150000 | 150000 | 100000 | 0 | 3375000 | 3375000 | 3375000 | 3375000 | 3375000 | 3375000 | 3375000 | 3375000 | 3375000 | 3375000 | 3375000 | 3375000 | 3375000 | 3375000 | 3375000 | 3375000 | 3375000 | 3375000 | 3375000 | 3375000 | 3375000 | 3375000 | 3375000 | 3375000 | 3375000 | 3375000 | 3375000 | 3375000 | 3375000 | 3375000 | 3375000 | 3375000 | 3375000 | 3375000 | 3375000 | 3375000
Direct cost of sale |  | 0 | 0 | 0 | 0 | 0 | 0 | 0 | 0 | 0 | 0 | 0 | 0 | 0 | 0 | 0 | 0 | 0 | 0 | 0 | 0 | 0 | 0 | 0 | 0 | 0 | 0 | 0 | 0 | 0 | 0 | 0 | 0 | 0 | 0 | 0 | 0 | 0 | 0 | 0 | 0
Overall costs (per year) |  | 2026 IQ: 3604000; 2027 IQ: 828234820; 2028 IQ: 724364527.9; 2029 IQ: 642308961.1555; 2030 IQ: 577754024.8439; 2031 IQ: 567249378.1291
Increase Y/Y |  | 2027 IVQ: 22881%; 2028 IVQ: -12.54%; 2029 IVQ: -11.33%; 2030 IVQ: -10.05%; 2031 IVQ: -1.818%
1.Payroll costs
Plant 1 | 541875
Employees | 209375
Services - outsourcing | 312500
Travel costs | 20000
Increase of costs | 4.5%
|  | 2026 |  |  |  | 2027 |  |  |  | 2028 |  |  |  | 2029 |  |  |  | 2030 |  |  |  | 2030
|  | IQ | IIQ | IIIQ | IVQ | IQ | IIQ | IIIQ | IVQ | IQ | IIQ | IIIQ | IVQ | IQ | IIQ | IIIQ | IVQ | IQ | IIQ | IIIQ | IVQ | IQ | IIQ | IIIQ | IVQ
Plant 1 | [5 empty] | 1625625 | 1625625 | 1625625 | 1625625 | 1698778.125 | 1698778.125 | 1698778.125 | 1698778.125 | 1775223.1406 | 1775223.1406 | 1775223.1406 | 1775223.1406 | 1855108.182 | 1855108.182 | 1855108.182 | 1855108.182 | 1938588.0501 | 1938588.0501 | 1938588.0501 | 1938588.0501
SUMA | SUMA | 2027 IVQ: 6502500; 2028 IVQ: 6795112.5; 2029 IVQ: 7100892.5625; 2030 IVQ: 7420432.7278; 2030 IVQ: 7754352.2006 | 0 | 0 | 0 | 7986982.7666 | 0 | 0 | 0 | 8226592.2496 | 0 | 0 | 0 | 8473390.0171 | 0 | 0 | 0 | 8727591.7176
[13 empty] | 4.5% |  |  |  | 4.5% |  |  |  | 4.5% |  |  |  | 4.5%
2. Rental costs
Plant 1 | 0
0
|  | 2026 |  |  |  | 2027 |  |  |  | 2028 |  |  |  | 2029 |  |  |  | 2030 |  |  |  | 2030
|  | IQ | IIQ | IIIQ | IVQ | IQ | IIQ | IIIQ | IVQ | IQ | IIQ | IIIQ | IVQ | IQ | IIQ | IIIQ | IVQ | IQ | IIQ | IIIQ | IVQ | IQ | IIQ | IIIQ | IVQ
Plant 1 |  | 0 | 0 | 0 | 0 | 0 | 0 | 0 | 0 | 0 | 0 | 0 | 0 | 0 | 0 | 0 | 0 | 0 | 0 | 0 | 0 | 0 | 0 | 0 | 0
SUMA |  | 2026 IVQ: 0; 2027 IVQ: 0; 2028 IVQ: 0; 2029 IVQ: 0; 2030 IVQ: 0; 2030 IVQ: 0
3.Direct costs of plant
Plant 1 | 1168400
IT & telecom | 65000
Materials | 195000
Direct expenditures | 390000
Fixtures | 102400
Security | 325000
other | 91000
Increase of costs | 3%
|  | 2026 |  |  |  | 2027 |  |  |  | 2028 |  |  |  | 2029 |  |  |  | 2030 |  |  |  | 2030
|  | IQ | IIQ | IIIQ | IVQ | IQ | IIQ | IIIQ | IVQ | IQ | IIQ | IIIQ | IVQ | IQ | IIQ | IIIQ | IVQ | IQ | IIQ | IIIQ | IVQ | IQ | IIQ | IIIQ | IVQ
Plant 1 |  | 624000 | 624000 | 624000 | 624000 | 3505200 | 3505200 | 3505200 | 3505200 | 3610356 | 3610356 | 3610356 | 3610356 | 3718666.68 | 3718666.68 | 3718666.68 | 3718666.68 | 3830226.6804 | 3830226.6804 | 3830226.6804 | 3830226.6804 | 3945133.4808 | 3945133.4808 | 3945133.4808 | 3945133.4808
SUMA |  | 2026 IVQ: 2496000; 2027 IVQ: 14020800; 2028 IVQ: 14441424; 2029 IVQ: 14874666.72; 2030 IVQ: 15320906.7216; 2030 IVQ: 15780533.9232
wzrost kosztów utrzymania jednostki | bar: 2028 IVQ; 2029 IVQ; 2030 IVQ; 2030 IVQ
4. Direct cost for GPU
Plant 1 | 12337000
Power | 12337000 |  |  |  |  | 12337000 | 12337000 | 12337000 | 12337000 | 12337000 | 12337000 | 12337000 | 12337000 | 12707110 | 12707110 | 12707110 | 12707110 | 13088323.3 | 13088323.3 | 13088323.3 | 13088323.3 | 13480972.999 | 13480972.999 | 13480972.999 | 13480972.999
[9 empty] | 148044000 |  |  |  | 148044000 |  |  |  | 152485320 |  |  |  | 157059879.6 |  |  |  | 161771675.988
Increase of direct costs | 3%
|  | 2026 |  |  |  | 2027 |  |  |  | 2028 |  |  |  | 2029 |  |  |  | 2030 |  |  |  | 2030
|  | IQ | IIQ | IIIQ | IVQ | IQ | IIQ | IIIQ | IVQ | IQ | IIQ | IIIQ | IVQ | IQ | IIQ | IIIQ | IVQ | IQ | IIQ | IIIQ | IVQ | IQ | IIQ | IIIQ | IVQ
Plant 1 | [5 empty] | 37011000 | 37011000 | 37011000 | 37011000 | 38121330 | 38121330 | 38121330 | 38121330 | 39264969.9 | 39264969.9 | 39264969.9 | 39264969.9 | 40442918.997 | 40442918.997 | 40442918.997 | 40442918.997 | 41656206.5669 | 41656206.5669 | 41656206.5669 | 41656206.5669
SUMA |  | 2027 IVQ: 148044000; 2028 IVQ: 152485320; 2029 IVQ: 157059879.6; 2030 IVQ: 161771675.988; 2030 IVQ: 166624826.2676
Increase of direct costs | bar: 2028 IVQ; 2029 IVQ; 2030 IVQ; 2030 IVQ
5. RE TAX
RET TAX - exclusion for 7Y | 0
Other taxes | 5000
|  | 2026 |  |  |  | 2027 |  |  |  | 2028 |  |  |  | 2029 |  |  |  | 2030 |  |  |  | 2030
|  | IQ | IIQ | IIIQ | IVQ | IQ | IIQ | IIIQ | IVQ | IQ | IIQ | IIIQ | IVQ | IQ | IIQ | IIIQ | IVQ | IQ | IIQ | IIIQ | IVQ | IQ | IIQ | IIIQ | IVQ
RET |  | 0 | 0 | 0 | 0 | 0 | 0 | 0 | 0 | 0 | 0 | 0 | 0 | 0 | 0 | 0 | 0 | 0 | 0 | 0 | 0 | 0 | 0 | 0 | 0
Other |  | 15000 | 15000 | 15000 | 15000 | 15000 | 15000 | 15000 | 15000 | 15000 | 15000 | 15000 | 15000 | 15000 | 15000 | 15000 | 15000 | 15000 | 15000 | 15000 | 15000 | 15000 | 15000 | 15000 | 15000
SUMA |  | 2026 IVQ: 60000; 2027 IVQ: 60000; 2028 IVQ: 60000; 2029 IVQ: 60000; 2030 IVQ: 60000; 2030 IVQ: 60000
5. Marketing & Advertising
Avarage cost | 0
|  | 2026 |  |  |  | 2027 |  |  |  | 2028 |  |  |  | 2029 |  |  |  | 2030 |  |  |  | 2030
|  | IQ | IIQ | IIIQ | IVQ | IQ | IIQ | IIIQ | IVQ | IQ | IIQ | IIIQ | IVQ | IQ | IIQ | IIIQ | IVQ | IQ | IIQ | IIIQ | IVQ | IQ | IIQ | IIIQ | IVQ
Marketing & Advertising |  | 0 | 0 | 0 | 0 | 0 | 0 | 0 | 0 | 0 | 0 | 0 | 0 | 0 | 0 | 0 | 0 | 0 | 0 | 0 | 0 | 0 | 0 | 0 | 0
SUMA |  | 2026 IVQ: 0; 2027 IVQ: 0; 2028 IVQ: 0; 2029 IVQ: 0; 2030 IVQ: 0; 2030 IVQ: 0
6. Other costs
Accounting services | 0
Legal Fees | 0
Insurance | 1125000
|  | 2026 |  |  |  | 2027 |  |  |  | 2028 |  |  |  | 2029 |  |  |  | 2030 |  |  |  | 2030
|  | IQ | IIQ | IIIQ | IVQ | IQ | IIQ | IIIQ | IVQ | IQ | IIQ | IIIQ | IVQ | IQ | IIQ | IIIQ | IVQ | IQ | IIQ | IIIQ | IVQ | IQ | IIQ | IIIQ | IVQ
Other expences |  | 150000 | 150000 | 100000 | 0 | 3375000 | 3375000 | 3375000 | 3375000 | 3375000 | 3375000 | 3375000 | 3375000 | 3375000 | 3375000 | 3375000 | 3375000 | 3375000 | 3375000 | 3375000 | 3375000 | 3375000 | 3375000 | 3375000 | 3375000
SUMA |  | 2026 IVQ: 400000; 2027 IVQ: 13500000; 2028 IVQ: 13500000; 2029 IVQ: 13500000; 2030 IVQ: 13500000; 2030 IVQ: 13500000
6. Direct cost for other services
0%
|  | 2026 |  |  |  | 2027 |  |  |  | 2028 |  |  |  | 2029 |  |  |  | 2030 |  |  |  | 2030
|  | IQ | IIQ | IIIQ | IVQ | IQ | IIQ | IIIQ | IVQ | IQ | IIQ | IIIQ | IVQ | IQ | IIQ | IIIQ | IVQ | IQ | IIQ | IIIQ | IVQ | IQ | IIQ | IIIQ | IVQ
Direct costs for other services |  | 0 | 0 | 0 | 0 | 0 | 0 | 0 | 0 | 0 | 0 | 0 | 0 | 0 | 0 | 0 | 0 | 0 | 0 | 0 | 0 | 0 | 0 | 0 | 0
SUMA |  | 2026 IVQ: 0; 2027 IVQ: 0; 2028 IVQ: 0; 2029 IVQ: 0; 2030 IVQ: 0; 2030 IVQ: 0
7. Social security contribution
SSC ration in costs of staff | 40%
|  | 2026 |  |  |  | 2027 |  |  |  | 2028 |  |  |  | 2029 |  |  |  | 2030 |  |  |  | 2030
|  | IQ | IIQ | IIIQ | IVQ | IQ | IIQ | IIIQ | IVQ | IQ | IIQ | IIIQ | IVQ | IQ | IIQ | IIIQ | IVQ | IQ | IIQ | IIIQ | IVQ | IQ | IIQ | IIIQ | IVQ
Social security contribution |  | 0 | 0 | 0 | 0 | 650250 | 650250 | 650250 | 650250 | 679511.25 | 679511.25 | 679511.25 | 679511.25 | 710089.2562 | 710089.2562 | 710089.2562 | 710089.2562 | 742043.2728 | 742043.2728 | 742043.2728 | 742043.2728 | 775435.2201 | 775435.2201 | 775435.2201 | 775435.2201
SUMA |  | 2026 IVQ: 0; 2027 IVQ: 2601000; 2028 IVQ: 2718045; 2029 IVQ: 2840357.025; 2030 IVQ: 2968173.0911; 2030 IVQ: 3101740.8802 | 0 | 0 | 0 | 3194793.1066 | 0 | 0 | 0 | 3290636.8998 | 0 | 0 | 0 | 3389356.0068 | 0 | 0 | 0 | 3491036.687
8. Management costs
Directors | 54000
Managers | 24000
Increase | 7%
|  | 2026 |  |  |  | 2027 |  |  |  | 2028 |  |  |  | 2029 |  |  |  | 2030 |  |  |  | 2030
|  | IQ | IIQ | IIIQ | IVQ | IQ | IIQ | IIIQ | IVQ | IQ | IIQ | IIIQ | IVQ | IQ | IIQ | IIIQ | IVQ | IQ | IIQ | IIIQ | IVQ | IQ | IIQ | IIIQ | IVQ
Managment costs |  | 162000 | 162000 | 162000 | 162000 | 250380 | 250380 | 250380 | 250380 | 267906.6 | 267906.6 | 267906.6 | 267906.6 | 286660.062 | 286660.062 | 286660.062 | 286660.062 | 306726.2663 | 306726.2663 | 306726.2663 | 306726.2663 | 328197.105 | 328197.105 | 328197.105 | 328197.105
SUMA |  | 2026 IVQ: 648000; 2027 IVQ: 1001520; 2028 IVQ: 1071626.4; 2029 IVQ: 1146640.248; 2030 IVQ: 1226905.0654; 2030 IVQ: 1312788.4199 | 0 | 0 | 0 | 1352172.0725 | 0 | 0 | 0 | 1392737.2347 | 0 | 0 | 0 | 1434519.3518 | 0 | 0 | 0 | 1477554.9323
9. Maitanance costs for Assets
|  | 2026 |  |  |  | 2027 |  |  |  | 2028 |  |  |  | 2029 |  |  |  | 2030 |  |  |  | 2030
|  | IQ | IIQ | IIIQ | IVQ | IQ | IIQ | IIIQ | IVQ | IQ | IIQ | IIIQ | IVQ | IQ | IIQ | IIIQ | IVQ | IQ | IIQ | IIIQ | IVQ | IQ | IIQ | IIIQ | IVQ
Maitanance costs for assets | [5 empty] | 375000 | 375000 | 375000 | 375000 | 375000 | 375000 | 375000 | 375000 | 375000 | 375000 | 375000 | 375000 | 375000 | 375000 | 375000 | 375000 | 375000 | 375000 | 375000 | 375000
SUMA |  | 2027 IVQ: 1500000; 2028 IVQ: 1500000; 2029 IVQ: 1500000; 2030 IVQ: 1500000; 2030 IVQ: 1500000
Note on B16: Krzysztof Wiśniewski: no CTO&Directors
Note on B60: Wiśniewski, Krzysztof (BSS): 8*64 rack= 112,5 MWh 1 MWH = 130 USD usage per year = 985 500 MWh

## Financing
Credits | stan na 31.12.2026 | 2027 | Spłata | stan na 31.12.2028
Total | 0 | 0 | 0 | 0
0
| 2026 |  |  |  | 2027 |  |  |  | 2028 |  |  |  | 2029 |  |  |  | 2030 |  |  |  | 2031 |  |  |  | 2032 |  |  |  | 2033 |  |  |  | 2034 |  |  |  | 2035
Leasing | IQ | IIQ | IIIQ | IVQ | IQ | IIQ | IIIQ | IVQ | IQ | IIQ | IIIQ | IVQ | IQ | IIQ | IIIQ | IVQ | IQ | IIQ | IIIQ | IVQ | IQ | IIQ | IIIQ | IVQ | IQ | IIQ | IIIQ | IVQ | IQ | IIQ | IIIQ | IVQ | IQ | IIQ | IIIQ | IVQ | IQ | IIQ | IIIQ | IVQ
XXXX |  |  |  |  | 85333333.3333 | 85333333.3333 | 85333333.3333 | 85333333.3333 | 85333333.3333 | 85333333.3333 | 85333333.3333 | 85333333.3333 | 85333333.3333 | 85333333.3333 | 85333333.3333 | 85333333.3333 | 85333333.3333 | 85333333.3333 | 85333333.3333 | 85333333.3333 | 85333333.3333 | 85333333.3333 | 85333333.3333 | 85333333.3333 | 85333333.3333 | 85333333.3333 | 85333333.3333 | 85333333.3333 | 85333333.3333 | 85333333.3333 | 85333333.3333 | 85333333.3333 | 85333333.3333 | 85333333.3333 | 85333333.3333 | 85333333.3333 | 85333333.3333 | 85333333.3333 | 85333333.3333 | 85333333.3333
Q/Q |  |  |  |  | 85333333.3333 | 85333333.3333 | 85333333.3333 | 85333333.3333 | 85333333.3333 | 85333333.3333 | 85333333.3333 | 85333333.3333 | 85333333.3333 | 85333333.3333 | 85333333.3333 | 85333333.3333 | 85333333.3333 | 85333333.3333 | 85333333.3333 | 85333333.3333 | 85333333.3333 | 85333333.3333 | 85333333.3333 | 85333333.3333 | 85333333.3333 | 85333333.3333 | 85333333.3333 | 85333333.3333 | 85333333.3333 | 85333333.3333 | 85333333.3333 | 85333333.3333 | 85333333.3333 | 85333333.3333 | 85333333.3333 | 85333333.3333 | 85333333.3333 | 85333333.3333 | 85333333.3333 | 85333333.3333
Y/Y | [7 empty] | 341333333.3333 |  |  |  | 341333333.3333 |  |  |  | 341333333.3333 |  |  |  | 341333333.3333 |  |  |  | 341333333.3333 |  |  |  | 341333333.3333 |  |  |  | 341333333.3333 |  |  |  | 341333333.3333 |  |  |  | 341333333.3333
Left to be paid |  |  |  | 3072000000 |  |  |  | 2730666666.6667 |  |  |  | 2389333333.3333 |  |  |  | 2048000000 |  |  |  | 1706666666.6667 |  |  |  | 1365333333.3333 |  |  |  | 1024000000 |  |  |  | 682666666.6667 |  |  |  | 341333333.3333 |  |  |  | 0
| 2026 |  |  |  | 2027 |  |  |  | 2028 |  |  |  | 2029 |  |  |  | 2030 |  |  |  | 2031 |  |  |  | 2032 |  |  |  | 2033 |  |  |  | 2034 |  |  |  | 2035
Facility Maintenance (OpEx) |  |  |  |  | 375000 | 375000 | 375000 | 375000 | 375000 | 375000 | 375000 | 375000 | 375000 | 375000 | 375000 | 375000 | 375000 | 375000 | 375000 | 375000 | 375000 | 375000 | 375000 | 375000 | 375000 | 375000 | 375000 | 375000 | 375000 | 375000 | 375000 | 375000 | 375000 | 375000 | 375000 | 375000 | 375000 | 375000 | 375000 | 375000
[5 empty] | 375000 | 375000 | 375000 | 375000 | 375000 | 375000 | 375000 | 375000 | 375000 | 375000 | 375000 | 375000 | 375000 | 375000 | 375000 | 375000 | 375000 | 375000 | 375000 | 375000 | 375000 | 375000 | 375000 | 375000 | 375000 | 375000 | 375000 | 375000 | 375000 | 375000 | 375000 | 375000 | 375000 | 375000 | 375000 | 375000
[8 empty] | 300000 |  |  |  | 300000 |  |  |  | 1100000 |  |  |  | 1200000 |  |  |  | 1200000 |  |  |  | 1200000 |  |  |  | 1200000 |  |  |  | 1200000 |  |  |  | 1200000
Leasing - intrests | IQ | IIQ | IIIQ | IVQ | IQ | IIQ | IIIQ | IVQ | IQ | IIQ | IIIQ | IVQ | IQ | IIQ | IIIQ | IVQ | IQ | IIQ | IIIQ | IVQ | IQ | IIQ | IIIQ | IVQ | IQ | IIQ | IIIQ | IVQ | IQ | IIQ | IIIQ | IVQ | IQ | IIQ | IIIQ | IVQ | IQ | IIQ | IIIQ | IVQ
XXXX |  |  |  |  | 46080000 | 46080000 | 46080000 | 46080000 | 40960000 | 40960000 | 40960000 | 40960000 | 35840000 | 35840000 | 35840000 | 35840000 | 30720000 | 30720000 | 30720000 | 30720000 | 25600000 | 25600000 | 25600000 | 25600000 | 20480000 | 20480000 | 20480000 | 20480000 | 15360000 | 15360000 | 15360000 | 15360000 | 10240000 | 10240000 | 10240000 | 10240000 | 5120000 | 5120000 | 5120000 | 5120000
Q/Q |  |  |  |  | 46080000 | 46080000 | 46080000 | 46080000 | 40960000 | 40960000 | 40960000 | 40960000 | 35840000 | 35840000 | 35840000 | 35840000 | 30720000 | 30720000 | 30720000 | 30720000 | 25600000 | 25600000 | 25600000 | 25600000 | 20480000 | 20480000 | 20480000 | 20480000 | 15360000 | 15360000 | 15360000 | 15360000 | 10240000 | 10240000 | 10240000 | 10240000 | 5120000 | 5120000 | 5120000 | 5120000
Y/Y | 300000 IVQ: 184320000; 300000 IVQ: 163840000; 1100000 IVQ: 143360000; 1200000 IVQ: 122880000; 1200000 IVQ: 102400000; 1200000 IVQ: 81920000; 1200000 IVQ: 61440000; 1200000 IVQ: 40960000; 1200000 IVQ: 20480000

## staff
źródło: | https://alterland-my.sharepoint.com/personal/krzysztof_wisniewski_alterland_io/Documents/Inwestycja_foldery/analiza%20rynku%20DC/DC%20-%20salaries.html
Cathegory | No. | Av. Remuneration (with no SSC) | Monthly cost | Yearly cost
CTO, CFO, CEO | 1 | 18000 | 18000 | 216000
Directors | 2 | 12000 | 24000 | 288000
accountant | 1 | 3125 | 3125 | 37500
legal | 1 | 4687.5 | 4687.5 | 56250
Leadership (Leads + PM) | 15 | 8437.5 | 126562.5 | 1518750
Core Engineering (SRE, Net, Sec, MLOps) | 50 | 6250 | 312500 | 3750000
On-Site Team | 20 | 3750 | 75000 | 900000
ALL | 90 | 56250 | 563875 | 6766500

## Leasing
Year | Opening Balance (USD) | Interest (USD) | Principal Repayment (USD) | Yearly Payment (USD) | Closing Balance (USD)
0 |  |  | -3072000000
1 | 3072000000 | 184320000 | 341333333.3333 | 525653333.3333 | 2730666666.6667
2 | 2730666666.6667 | 163840000 | 341333333.3333 | 505173333.3333 | 2389333333.3333
3 | 2389333333.3333 | 143360000 | 341333333.3333 | 484693333.3333 | 2048000000
4 | 2048000000 | 122880000 | 341333333.3333 | 464213333.3333 | 1706666666.6667
5 | 1706666666.6667 | 102400000 | 341333333.3333 | 443733333.3333 | 1365333333.3333
6 | 1365333333.3333 | 81920000 | 341333333.3333 | 423253333.3333 | 1024000000
7 | 1024000000 | 61440000 | 341333333.3333 | 402773333.3333 | 682666666.6667
8 | 682666666.6667 | 40960000 | 341333333.3333 | 382293333.3333 | 341333333.3333
9 | 341333333.3333 | 20480000 | 341333333.3333 | 361813333.3333 | 0
|  | 921600000 | 3072000000 | 3993600000
| IRR | 3.045%
30%

## Notes
MODEL DOCUMENTATION & SESSION LOG
File: Fin.Model_v5_3^LJ50_USD_6.0_add.variation analysis_1_VeraRubin_vAmir.xlsx
1. MODEL OVERVIEW
Project: | GPU Data Center Investment (Vera Rubin architecture)
Location: | Poland
Currency: | USD (primary), PLN for local costs
Projection Period: | 2026–2031 (Year 0 through Year 5)
Total Investment: | $4.27B ($1.2B equity + $3.07B debt)
GPU Configuration: | Vera Rubin @ $6M/unit (with 20% volume discount)
Facility: | 112MW nominal capacity, 130 PLN/MWh electricity
Financing: | 6% cost of debt, 5-year straight-line repayment (20%/year)
2. SHEET-BY-SHEET GUIDE
Sheet | Purpose | Scenario | Status
Assumptions | GPU pricing (GB200/GB300/Vera Rubin), electricity benchmarks, cost of debt comps (DLR, EQIX, etc.) | N/A (inputs) | ✅ Complete
Analysis | Base case scenario: incomes, costs, EBITDA, net profit, ROI, ROS. Includes debt schedule & energy cost calculations. | Base (70%→80%→90%) | ✅ Complete
DCF Analysis | Discounted cash flow: UFCF, discount factors, PV, enterprise value, equity value. Includes terminal value via Gordon Growth & EBITDA multiple. | Base case | ✅ Complete
IRR Analysis | Unlevered IRR (project) & Levered IRR (equity). Includes debt proceeds, repayment, interest, tax shield. | Base case | ✅ Complete
NPV Sensitivity | NPV at multiple discount rates for both unlevered & levered FCF. Break-even discount rates. | Base case | ✅ Complete
Investment Metrics | MOIC (unlevered & levered), cash-on-cash return, payback period analysis. | Base case | ✅ Complete
P&L | Full Polish-format profit & loss statement (Rachunek Zysków i Strat). Bilingual PL/EN. | ✅ Base Case (70%→80%→90% util.) | ✅ Complete
CF | Full cash flow statement: operating, investing, financing activities. BEP = 60 months. | ✅ Base Case (70%→80%→90% util.) | ✅ Complete
BS | Full balance sheet (Bilans). Assets = Equity + Liabilities (balanced, check row = 0). | ✅ Base Case (70%→80%→90% util.) | ✅ Complete
NWC | Net working capital calculations (receivables, payables, inventory). | — | ✅ Complete
D&A CAPEX | Depreciation & amortization schedules, capital expenditure breakdown. | — | ✅ Complete
Incomes | Detailed revenue build-up (GPU capacity × price × utilization × days). | — | ✅ Complete
Costs | Detailed cost breakdown: energy, payroll, services, taxes, other. | — | ✅ Complete
Financing | Loan structure, interest schedule, principal repayment timeline. | — | ✅ Complete
staff | Headcount and payroll assumptions. | — | ✅ Complete
Leasing | Lease obligations and terms. | — | ✅ Complete
3. KEY ASSUMPTIONS & PARAMETERS
Parameter | Value | Notes
GPU Model | Vera Rubin | Nominal price $6M/unit
Volume Discount | 20% | Applied to GPU purchase price
GPU Price/hr | 3 | Base case; 5% annual price escalation assumed
GPU Utilization (Base) | 70% → 80% → 90% | Year 1→2→3+; ramp-up reflects market adoption
GPU Utilization (Optimistic) | 100% | Used in P&L, BS, CF sheets
Facility Capacity | 112 MW | Nominal; 884,736 GPU-hours/day total capacity
Electricity Price | 130 PLN/MWh | Polish wholesale; no negotiation discount applied
WACC | 8% | Used for DCF discounting
Terminal Growth Rate | 2% | Gordon Growth Model perpetuity
Exit Multiple | 10x EV/EBITDA | Data center range: 10-15x
Cost of Debt | 6% | Benchmarked vs DLR, EQIX, CyrusOne, Vantage, Euro-HPC
Debt Structure | $3.072B, 5yr straight-line | 20% principal/year, fully repaid by 2031
Tax Rate | 19% | Polish CIT rate
Tax Relief | 3.8M PLN/year | Applied years 1-5
Depreciation | Declining balance | GPUs: 20%/yr; Buildings: 5%/yr; Land: not depreciated
4. KEY OUTPUTS (BASE CASE) — Updated 9 Mar 2026 after Fixes 1-3
Metric | Value
Enterprise Value | $1.28B (was $6.53B)
Equity Value | -$1.80B (was $3.46B)
Value vs. Equity Invested | -1.50x (was 2.88x)
Unlevered IRR | 15.7% (was 28.3%)
Levered IRR (Equity) | 27.9% (was 53.7%)
MOIC Unlevered | 1.89x (was 2.96x)
MOIC Levered (Equity) | 5.70x (was 12.17x)
Unlevered Payback | ~5.4 years (was ~5.2)
Levered Payback | ~5.4 years (was ~5.2)
EBITDA 2031 (Base) | $549M (was $790M)
Net Profit 2031 (Base) | ~$276M (was $392M)
5. IMPORTANT NOTES & KNOWN ISSUES
⚠️ P&L, BS, and CF sheets use the OPTIMISTIC scenario (100% GPU utilization). The Analysis sheet and DCF/IRR sheets use realistic utilization (70%→80%→90%). Be aware of this discrepancy when reviewing.
⚠️ Energy costs use real usage (90MW at utilization-adjusted levels in Analysis), but max load (130MW) in the nominal power cost calculation in Analysis rows 60-65.
⚠️ The Analysis sheet has two energy cost sections: one nominal (130MW × 8,760 hrs) and one realistic (utilization-adjusted MW). The realistic version feeds into EBITDA.
⚠️ Exit value in IRR/DCF uses EBITDA Multiple method (10x) by default. Gordon Growth Model terminal value ($11.58B) is calculated but not selected.
⚠️ Electricity price of 130 PLN/MWh does not include negotiated wholesale discounts. Assumptions sheet notes avg. RDN at ~500 PLN/MWh but long-term contracts at ~415-459 PLN/MWh. The 130 PLN/MWh appears to be a target/negotiated rate.
⚠️ Tax loss carryforward: negative tax base in 2026-2028 (base case) means no tax is paid until 2029. The model tracks cumulative tax losses.
ℹ️ Cost of debt benchmarked against: Digital Realty (BBB), Equinix (BBB+), CyrusOne (HY), Vantage (HY), Euro-HPC Composite. 2025 avg = ~5.9%, model uses 6%.
ℹ️ GPU pricing sources referenced from Investing.com (Polish) and Barron's articles on NVIDIA rack-scale systems.
6. TO-DO / NEXT STEPS
Item | Description | Status
1. Variation Analysis | Build Bull/Base/Bear scenarios varying GPU utilization, pricing, energy costs, exit multiples, and WACC. Compare NPV, IRR, MOIC across scenarios. | ❌ Not Started
2. Sensitivity Tables | 2-way sensitivity: (a) WACC vs. Terminal Growth → NPV, (b) GPU Price vs. Utilization → EBITDA. | ✅ Complete — 3 sensitivity tables built on Sensitivity tab: (1) Equity Value: WACC × Exit Multiple, (2) Levered IRR: Utilization × Price Escalation, (3) Levered MOIC: Utilization × Price Escalation. All base cases verified against DCF/IRR/Investment Metrics.
3. Scenario Reconciliation | Align P&L/BS/CF sheets with base case (70%→80%→90%) instead of optimistic (100%). Or create separate tabs. | ✅ Resolved — P&L/BS/CF now use 70→80→90% utilization from Assumptions tab. Revenue and energy scale with utilization. Labels updated to BASE CASE.
4. Electricity Price Deep-Dive | Resolve the 130 PLN/MWh assumption vs. market data (~415–500 PLN/MWh). Document rationale for the low rate. | ✅ Resolved — Energy escalation updated to 3% (from 4.5%). USD 130/MWh confirmed defensible for contracted industrial consumer in Poland. See Notes Section 11 & 17.
5. Charts / Visualizations | Add charts for: EBITDA trend, cumulative FCF, NPV waterfall, IRR comparison, scenario comparison. | ❌ Not Started
6. Executive Summary | Create a one-page summary sheet with key metrics, charts, and investment recommendation. | ✅ Complete — Executive Summary tab created before Assumptions with 6 sections: Project Overview, Investment Overview, Key Return Metrics, DCF Valuation, Operating Summary (10-yr time series), CapEx Projections. GS IB formatted.
7. Stress Test | Model downside scenarios: GPU price collapse, energy price spike, delayed ramp-up, lower exit multiples. | ❌ Not Started
8. Formula Audit | Full cross-check of all formulas, cell references, and circular dependency check. | ✅ Complete — Full formula audit performed across all 17 sheets. 23 total fixes applied (12 initial + 8 post-extension + 3 annotation). Zero formula errors remaining. BS balances, CF↔BS ties, all cross-sheet links verified.
7. SESSION LOG
Date | Action | Details
2026-03-07 | Model review & documentation | Reviewed all 16 sheets. Documented model structure, key assumptions, outputs, known issues, and next steps. Created this Notes sheet.
| Proposed variation analysis | Discussed building Bull/Base/Bear scenario analysis with sensitivity tables. User chose to create Notes sheet first before proceeding. Next session: start variation analysis.
2026-03-07 | Benchmarked rack price ($6M) | Researched NVIDIA rack pricing across generations. Futurum/CNBC estimates Vera Rubin NVL72 at $3.5–$4M. Model's $6M is 50–71% above consensus. Documented in Notes Section 9.
46088 | Benchmarked GPU price/hr ($3.00) | H100 market at $2–4/hr (late 2025). $3/hr reasonable for current gen; Vera Rubin could justify higher. 5%/yr escalation runs counter to historical deflation. Documented in Notes Section 10.
2026-03-07 | Benchmarked electricity price (USD 130/MWh) | CORRECTED: Unit is USD, not PLN. USD 130/MWh is reasonably aligned with Polish/EU wholesale markets ($88–130 spot range). Slightly aggressive vs. EU avg (~$95) but defensible for a contracted large industrial consumer. Suggested sensitivity range: $80–$160/MWh. Minor Assumptions sheet discrepancy flagged. Updated Notes Section 11.
2026-03-07 | Comprehensive model assessment | Full review of all 16 sheets. Identified 4 strengths, 5 structural issues (medium priority), 4 high-priority fixes. Key findings: terminal value = 121% of EV, near-zero ongoing CapEx unrealistic, tax loss carryforward not utilized, 5% GPU price escalation contradicts market. Created 11-item prioritized improvement plan. Documented in Notes Section 12.
46093 | Benchmarked energy consumption per rack | Reverse-engineered model: 512 racks, 112 MW real / 130 MW nominal → 218.75 / 253.9 kW per rack. Best available Vera Rubin data (Ming-Chi Kuo, Jan 2026): Max Q ~190 kW, Max P ~230 kW. Model's 218.75 kW sits between Max Q and Max P — defensible. Nominal 253.9 kW likely includes PUE overhead. No correction needed. Documented in Notes Section 13.
46098 | Implemented 3 high-priority structural fixes | Fix 1: Tax Loss Carryforward — Added NOL tracking rows (Opening, Utilized, Taxable EBIT) to DCF. Years 0-1 losses ($150.3M cumulative) now offset Years 2-3 taxable income. Year 2 tax: $16.5M → $0. Year 3 tax: $57.1M → $45.1M. Fix 2: Maintenance & Refresh CapEx — Added $75M/yr maintenance + $200M GPU refresh (Yr 4) + $400M (Yr 5) as adjustable assumptions. Fix 3: Flat GPU Pricing — Changed price escalation from +5%/yr to 0% (flat $3.00/hr). Linked DCF EBITDA to Analysis sheet (was hardcoded). Also fixed DCF terminal value to use EBITDA Multiple method consistently (was using Gordon Growth despite model stating EBITDA Multiple selected).
46098 | Centralized Assumptions tab (GS IB format) | Created new Assumptions tab with 7 sections (93 rows) in Goldman Sachs IB formatting: 8pt Arial, blue inputs, black formulas, green cross-sheet links, grey italic notes. All hardcoded values from Analysis, DCF, IRR, Incomes, Leasing sheets re-linked to pull from single Assumptions source. Key cell references: B20=GPU price, B24-26=utilization, B31=electricity, B63=debt, B64=equity, B67=cost of debt, B71=tax rate, B84=WACC, B85=terminal growth, B86=exit multiple, B90-93=ongoing CapEx. Old tab renamed Assumptions_OLD.
2026-03-17 | Reformatted DCF, IRR, NPV Sensitivity, Investment Metrics to GS IB standards | Applied 8pt Arial, dark title headers, light grey sections, yellow key output highlights, thin/double borders, proper number formats (#,##0, 0.0%, 0.00x). Verified all values unchanged (formatting only, no data changes).
2026-03-17 | Unified P&L/BS/CF with realistic utilization scenario | P&L revenue × utilization (70%→80%→90% from Assumptions). Energy costs scaled via Analysis realistic calc. BS balance verified (row 157 = 0). CF cascaded. Labels updated from 'OPTIMISTIC' to 'BASE CASE'. Added Section 15 (Summary of All Changes) to Notes.
After each session, ask the AI to update the Session Log (Section 7) and To-Do status (Section 6).
You can also add your own notes directly in this sheet — the AI will read them next time.
9. BENCHMARKING: RACK PRICING ($6M ASSUMPTION)
Note: NVIDIA does not publicly disclose rack pricing. All figures below are analyst/industry estimates.
Research date: 7 March 2026
System | Estimated Price | Source | Notes
GB200 NVL72 (Blackwell) | ~$3.0M | HSBC estimates (May 2024) | Previous gen, widely cited benchmark
GB300 NVL72 (Blackwell Ultra) | $3.7M–$5M+ | Apple order reports (Computex 2025); LoveChip industry estimates | 50% more performance vs GB200; 120-140kW power draw
Vera Rubin NVL72 | $3.5M–$4.0M | Futurum Group via CNBC (Feb 2026) | ~25% premium over Grace Blackwell; most widely cited estimate
Vera Rubin Ultra NVL144 | ~$10M | Wolfe Research (Jan 2026) | Double GPUs per rack (144 vs 72); future platform
Model assumption (this file) | $6.0M | Assumptions sheet B19 | 50-71% above Futurum/CNBC estimate. May include ancillary costs, early-access premium, or logistics buffer. 20% volume discount brings to $4.8M.
10. BENCHMARKING: GPU PRICE PER HOUR ($3.00 ASSUMPTION)
Model uses $3.00/GPU-hr (Incomes!C15), hardcoded, escalating at 5%/year. Revenue = capacity × price × days × utilization.
Research date: 7 March 2026. Pricing below reflects current-gen H100/H200 GPUs; Vera Rubin (next-gen, shipping H2 2026) would likely command a premium.
Provider Category | Price Range ($/GPU-hr) | Sources / Notes
H100 — Specialist clouds (low) | $1.49–$2.10 | Lambda Labs, RunPod, Vast.ai, GMI Cloud (IntuitionLabs, Nov 2025)
H100 — Specialist clouds (mid) | $2.10–$2.99 | Jarvislabs, TensorDock, Cudo, Hyperstack (JarvisLabs, Jan 2026)
H100 — Hyperscalers (AWS, GCP, Azure) | $3.00–$5.00 | AWS P5 ~$3.90 post-44% cut (Jun 2025); GCP A3 ~$3.00 (IntuitionLabs)
H100 — Market consensus | $2.00–$4.00 | IntuitionLabs compilation of 15+ providers (Nov 2025)
H200 — Budget to mid-range | $2.50–$3.80 | GMI Cloud $2.50; Jarvislabs $3.80; GCP Spot $3.72 (JarvisLabs, Jan 2026)
H200 — Hyperscalers | ~$10.60 | AWS/Azure on-demand (JarvisLabs, Jan 2026)
H100 — Historical peak (2023–2024) | $7.50–$11.00 | AWS P5 at launch ~$7.50; GCP A3 ~$11 (SiliconData, IntuitionLabs)
ASSESSMENT
✅ $3.00/hr aligns with current H100 on-demand pricing at hyperscalers and is a reasonable starting point.
⚠️ This model sells Vera Rubin GPU-hours (next-gen, ~5x inference perf vs Blackwell). A higher launch price ($4–$5) could be justified initially.
⚠️ Historical GPU cloud pricing trends show significant deflation (40–50% annually for mature hardware). The 5%/yr escalation in the model runs counter to this trend.
⚠️ By 2027 (Year 1), today's $3/hr H100 rate could be $1.50–$2.00 due to next-gen displacement. Vera Rubin would be the premium tier at that point.
⚠️ AMD Helios rack-scale systems arriving in 2026 could put downward pricing pressure on NVIDIA platforms.
⚠️ H100 cloud rates fell from ~$8/hr (early 2024) to $1.50–$3.00/hr (late 2025), a ~60–80% decline in under 2 years.
ℹ️ Possible scenarios: (a) premium launch at $4–5 then flat/declining, (b) $3 start with 0% escalation, (c) $3 start with -10–15%/yr decline as market matures.
11. BENCHMARKING: ELECTRICITY PRICE (130 PLN/MWh ASSUMPTION)
CORRECTION: Model uses USD 130/MWh (not PLN). Flat across all years. Described as avg. wholesale price for companies, excl. negotiation/volume discounts.
Research date: 7 March 2026. Sources: IEA, Eurostat, Arthur D. Little, TGE, ING Think, EnergySolution.pl, GlobalPetrolPrices.
Benchmark (USD/MWh) | Value | Source | Notes
EUROPEAN WHOLESALE
EU average wholesale (H1 2025) | ~$90/MWh | IEA Electricity Mid-Year Update 2025 | +30% YoY; driven by higher gas prices
EU average wholesale (full year 2025) | ~$95/MWh | IEA Electricity 2026 report | +10% YoY; in line with TTF gas price increases
EU futures for 2026 | ~$95/MWh | IEA (as of Jan 2026) | Broadly in line with 2025, easing to ~$85 in 2027
Poland DAM avg. (2024) | ~$100/MWh (€100) | Arthur D. Little | vs. France €58, Norway €39 — Poland among highest in EU
Poland spot (Nov 2025) | ~$130/MWh (€124) | EnergySolution.pl | 2nd highest in EU; low wind month (+18.6% MoM)
Poland forward BASE Y-26 | ~$88/MWh (€84) | EnergySolution.pl (Nov 2025) | Annual baseload contract for 2026 delivery
Germany wholesale (H1 2025) | ~$100/MWh | IEA | +37% YoY; reduced wind output, higher gas dependence
UK wholesale (H1 2025) | ~$115/MWh | IEA | +40% YoY; gas-heavy mix, colder winter
Nordics wholesale (H1 2025) | ~$40/MWh | IEA | Lowest in Europe; hydro + wind surplus
US wholesale avg. (H1 2025) | ~$48/MWh | IEA | +40% YoY but from low base; EU is ~2x US price
Iceland (data center benchmark) | ~$42/MWh | IT Pro | 100% renewable grid (geothermal/tidal); cheapest in Europe
Poland industrial retail (May 2025) | ~$93/MWh (0.38 PLN/kWh) | Intratec (Feb 2026) | Full industrial price incl. all charges; -38.7% YoY
DATA CENTER–SPECIFIC
EU non-household avg. (H1 2025) | ~$190/MWh (€190.2) | Eurostat | 500–2,000 MWh band; includes all taxes/levies/VAT
UK data center (mid-2024) | ~$139/MWh (£110) | IT Pro | Down from $443/MWh during 2022 energy crisis
Electricity as % of DC opex | 15–30% | Thunder Said Energy, SolarTech | Second largest opex item after maintenance
DC capex benchmark per MW | $10M/MW | Thunder Said Energy | Standard data center capex; AI DCs cost more
Europe DC cost premium | +30–40% vs. US/Middle East | Thunder Said Energy | Driven by higher energy and construction costs
Colocation rate, London (2025) | $180–$215/kW/month | Mordor Intelligence | Premium pricing due to grid bottlenecks
Rack density shift | 5–10kW → 100kW+ | Mordor Intelligence | Liquid-cooled AI racks driving power upgrade costs
ASSESSMENT
✅ Reasonably Aligned | Model's USD 130/MWh sits within the range of recent Polish wholesale prices ($88–130/MWh depending on forward vs. spot) and aligns closely with UK data center benchmark (~$139/MWh). This is a reasonable assumption for a large, contracted industrial consumer in Poland.
⚠️ Slightly Aggressive | EU wholesale average is ~$90–95/MWh, but Poland is consistently 10–30% above the EU average. The Polish spot peaked at ~$130/MWh in Nov 2025, but the forward contract for 2026 delivery is only ~$88/MWh. A 130MW data center could likely negotiate long-term contracts below spot.
⚠️ Consider: All-in Cost | Wholesale prices exclude transmission fees, distribution charges, capacity market charges, and taxes. Eurostat's non-household EU average including all charges is ~$190/MWh. Large industrial consumers typically pay somewhere between wholesale and full retail. Model's $130 may be net of some but not all add-on charges.
⚠️ Consider: Flat Pricing | Model assumes $130/MWh flat across 2026–2031. IEA futures suggest EU prices stable at ~$95/MWh through 2026, easing to ~$85/MWh in 2027. Poland-specific dynamics (coal phase-out, renewable build-out, EU ETS carbon costs) create upward AND downward pressures. Flat pricing is a simplification but not unreasonable for a base case.
📊 Sensitivity Range | Reasonable range for variation analysis: $80–$160/MWh. Low case: Nordics-level pricing through PPA or renewable self-generation. Base: $130 (current assumption). High: full retail with all charges in a tight market.
Internal Consistency Check
⚠️ Assumptions Sheet Discrepancy | The Assumptions sheet references energy prices of 414–500 PLN/MWh. At current USD/PLN rates (~4.05–4.20), USD 130/MWh ≈ PLN 527–546/MWh. This is actually ABOVE the Assumptions sheet values, suggesting the Assumptions sheet may reflect older/lower pricing while the Analysis sheet uses a more conservative (higher) figure. The discrepancy should be clarified for model audit purposes.
Financial Impact of ±$30/MWh Change
Annual cost at $130/MWh (112MW): | ~$127.5M/year (= 112MW × 8,760hrs × $130/MWh)
If $100/MWh (optimistic): | ~$98.1M/year → savings of ~$29.5M/year
If $160/MWh (conservative): | ~$156.9M/year → additional cost of ~$29.5M/year
12. MODEL ASSESSMENT & IMPROVEMENT PLAN
Overall Rating: Solid foundation, needs refinement before investor presentation. Covers right ground (P&L, BS, CF, DCF, IRR, NPV sensitivity, MOIC) with properly linked financial statements.
Assessment date: 8 March 2026. Based on comprehensive review of all 16 sheets, formula audit, and benchmarking analysis.
STRENGTHS
✅ Comprehensive structure | 16 sheets covering financial statements, D&A, financing, staffing, DCF, IRR, NPV sensitivity, and investment metrics. Model tells a complete story.
✅ Linked financial statements | P&L pulls from Incomes/Costs sheets, BS is properly structured (Polish GAAP format), CF flows from net income with adjustments.
✅ Dual scenario awareness | Separates optimistic (100% utilization) view in P&L/BS/CF from realistic (70→80→90%) view in Analysis/DCF/IRR. Right approach conceptually.
✅ Defensible key assumptions | After benchmarking: GPU price ($3/hr), electricity ($130/MWh USD), and financing (6%) are all defensible for a base case.
STRUCTURAL ISSUES (MEDIUM PRIORITY) |  | Recommendation
⚠️ Two disconnected scenario tracks | P&L/BS/CF run at 100% utilization; Analysis/DCF/IRR use 70→80→90%. These are NOT linked. DCF rebuilds EBITDA from scratch rather than pulling from a unified P&L. No integrated three-statement model for the realistic case. | Unify: parameterize utilization as a single input that flows through all statements.
⚠️ Single-product revenue model | All income = GPU hours × price × utilization days. No customer segmentation, contract structure, pricing tiers, churn, or revenue diversification (colocation, managed services, storage). | Add at minimum: contractual vs. spot split, customer ramp-up schedule.
⚠️ 5% annual GPU price escalation | Formula: =D3*(1+5%)^n. Cloud GPU prices historically DECLINE 40–50% annually. 5% increase over 5 years inflates Year 5 revenue by ~28% vs. flat pricing. | Use flat or slightly declining pricing as base case. Price escalation = upside scenario only.
⚠️ Terminal value dominance | PV of forecast period FCF: -$1.35B (negative). PV of terminal value: $7.88B. So 121% of EV comes from terminal value. The 5-year forecast period destroys value on a PV basis. | Extend forecast to 7–10 years. Add multiple exit methods (EBITDA multiple + perpetuity growth).
⚠️ Hardcoded 10x EBITDA exit | IRR sheet uses 10x × Year 5 EBITDA as exit value. No justification or sensitivity. DC multiples range 8–25x depending on operator scale. | Add sensitivity table: exit multiples (8x, 10x, 12x, 15x) × WACC.
ISSUES TO FIX (HIGH PRIORITY) |  | Recommendation
🔴 No working capital dynamics in DCF | Δ Working Capital in DCF appears hardcoded or uses a simple proxy rather than flowing from the NWC schedule. The NWC sheet links to the optimistic P&L, not the realistic scenario. | Rebuild NWC schedule tied to realistic scenario. Feed ΔNWC into DCF.
🔴 Near-zero ongoing CapEx | After $3.67B initial investment, model assumes only $100K/year CapEx. For a 130MW DC: no GPU refresh (3–5yr cycle), no maintenance capex (typically 2–5% of initial), no cooling upgrades for next-gen GPUs, no network upgrades. | Add maintenance CapEx ($50–100M/yr) and GPU refresh in Year 4–5. Materially impacts FCF and IRR.
🔴 Tax loss carryforward not utilized | Analysis tracks cumulative tax losses (~$395M through Year 2). But DCF applies flat 19% to all positive EBIT from Year 3 onward without using accumulated NOLs. Overstates taxes by ~$75M. | Implement proper NOL carryforward mechanics: offset future taxable income until losses exhausted.
🔴 Depreciation ends at Year 5 | Equipment depreciates at 20%/yr declining balance. By Year 5, $3.07B GPU equipment has book value of ~$1B. Terminal value assumes ongoing operations but assets nearly fully depreciated — no consideration of replacement. | Link depreciation to GPU refresh schedule. Terminal value should reflect steady-state CapEx.
IMPROVEMENT PLAN (PRIORITIZED)
Priority | Item | Impact | Status
🔴 High | Unify P&L/BS/CF with Analysis scenario (parameterize utilization) | Audit credibility — investors will question disconnected scenarios | ✅ Done (Session 10 Mar 2026) — P&L revenue × utilization (70%→80%→90% from Assumptions). Energy costs adjusted via Analysis realistic calc. BS balances confirmed (row 157 = 0 all years). CF cascaded. Labels updated to 'BASE CASE'.
🔴 High | Add realistic maintenance/refresh CapEx ($50–100M/yr) | FCF, IRR, DCF all materially affected; currently overstated | ✅ Done (Session 9 Mar 2026) — $75M/yr maintenance + $200M/$400M GPU refresh in Yr 4/5. Adjustable inputs in DCF Assumptions.
🔴 High | Fix tax loss carryforward utilization in DCF | Overstates taxes by ~$75M across forecast period | ✅ Done (Session 9 Mar 2026) — NOL tracking rows added to DCF. Cumulative losses offset Years 2-3 taxable EBIT.
🔴 High | Extend forecast to 7–10 years (reduce terminal value reliance) | DCF credibility — 121% of EV from terminal value is a red flag | ❌ Not Started
⚠️ Medium | Reverse GPU price escalation (flat or declining base case) | Revenue realism — 5% annual increase contradicts market trends | ✅ Done (Session 9 Mar 2026) — Changed Incomes!J20 from 5% to 0%. Analysis prices linked to this cell. DCF EBITDA now linked to Analysis (was hardcoded).
⚠️ Medium | Add exit multiple sensitivity table (8x/10x/12x/15x × WACC) | Investor-ready — critical for valuation range | ❌ Not Started
⚠️ Medium | Build variation analysis (Bull/Base/Bear scenarios) | Completeness — filename promises this; not yet built | ❌ Not Started
⚠️ Medium | Add GPU refresh CapEx in Year 4–5 (technology cycle) | CapEx realism — GPUs have 3–5yr useful life | ✅ Done — Included in Fix 2 ($200M Yr 4 + $400M Yr 5 GPU refresh).
📝 Low | Add revenue breakdown by customer type (contract vs. spot) | Revenue credibility for due diligence | ❌ Not Started
📝 Low | Document all hardcoded values with sources | Audit trail — several assumptions lack source documentation | ❌ Not Started
📝 Low | Add charts (EBITDA waterfall, cumulative FCF, scenario comparison) | Presentation quality for investor decks | ❌ Not Started
13. BENCHMARKING: ENERGY CONSUMPTION PER RACK (112 MW / 512 RACKS ASSUMPTION)
Model uses 512 Vera Rubin NVL72 racks ($3.072B ÷ $6M/rack). Facility nominal power = 130 MW, real usage = 112 MW. Per-rack: 218.75 kW (real) / 253.9 kW (nominal).
Research date: 8 March 2026. Sources: NVIDIA, HPE, Ming-Chi Kuo (supply chain), TrendForce, Dell'Oro, Schneider Electric, Introl, TechStories, Eliovp, The Register.
MODEL REVERSE-ENGINEERING
Parameter | Value | Derivation
Equipment CapEx | 3072000000 | D&A CAPEX sheet: equipment & machinery
GPU rack price (pre-discount) | 6000000 | Assumptions sheet: Vera Rubin = 6 mln USD
Number of racks | 512 | $3.072B ÷ $6M = 512 racks (volume discount NOT applied to CapEx)
GPUs per rack | 72 | Vera Rubin NVL72 standard configuration
Total GPUs | 36864 | 512 × 72 = 36,864
GPU-hours/day (capacity) | 884736 | 36,864 GPUs × 24 hrs = 884,736 (matches Incomes sheet)
Nominal facility power | 130 MW | Analysis rows 60–65: usage MW = 130
Real facility power | 112 MW | Assumptions: 'real usage is at 90MW but we assume...' / Analysis realistic = 112 MW
Per-rack power (real) | 218.75 kW | 112,000 kW ÷ 512 racks
Per-rack power (nominal) | 253.9 kW | 130,000 kW ÷ 512 racks
Annual energy (at 112 MW) | 981,120 MWh | 112 MW × 8,760 hrs
Annual energy per rack | 1,916 MWh | 981,120 ÷ 512 racks
INDUSTRY BENCHMARKS: RACK POWER CONSUMPTION
System | Power per Rack | Source | Notes
CURRENT GENERATION (Blackwell)
GB200 NVL72 | 120–132 kW | Dell'Oro Group (Mar 2025); TrendForce (Mar 2025) | Current shipping product; 72 GPUs, liquid-cooled
GB300 NVL72 (Blackwell Ultra) | 132–140 kW | HPE official product page; TrendForce (Mar 2025) | HPE states 132–140 kW; Schneider Electric cites 142 kW
GB300 NVL72 — typical load | ~120 kW | Eliovp deployment report; Introl (Jun 2025) | Typical sustained; peak up to 150 kW during intensive workloads
HGX AI servers (H100-era) | 60–80 kW | TrendForce (Mar 2025) | 2024 mainstream; for comparison only
VERA RUBIN (model's GPU generation)
Vera Rubin NVL72 — Max Q | ~190 kW | Ming-Chi Kuo supply chain checks (CES 2026) | GPU TGP ~1.8 kW × 72 GPUs + CPUs/switches; efficiency-optimized profile
Vera Rubin NVL72 — Max P | ~230 kW | Ming-Chi Kuo supply chain checks (CES 2026) | GPU TGP ~2.3 kW × 72 GPUs + CPUs/switches; performance-optimized profile
Vera Rubin NVL72 — general estimates | 120–130 kW | Introl blog (Sep 2025); DataCenter Richness (Jan 2026) | ⚠️ Appears to reference Oberon rack baseline; likely understated for Rubin
NVIDIA official | Not disclosed | The Register (Jan 2026): NVIDIA 'isn't ready to say' final TDP | Confirmed higher than Blackwell but 'shouldn't expect power to double'
FUTURE PLATFORMS (for reference)
Vera Rubin NVL144 CPX | ~190–370 kW | TechStories (Jan 2026) | Prefill-optimized variant with 144 CPX + 144 standard GPUs
Rubin Ultra NVL576 (Kyber rack) | ~600 kW | The Register (Mar 2025); Dell'Oro (Mar 2025) | 2027 platform; 576 GPUs; requires 800V HVDC power distribution
ASSESSMENT
✅ Reasonably Aligned | Model's real usage of 218.75 kW/rack sits between Vera Rubin Max Q (~190 kW) and Max P (~230 kW). If the facility deploys Max P racks, 218.75 kW represents ~95% of TDP — a realistic sustained load. The model's assumption is defensible.
⚠️ 120–130 kW Estimates Are Outdated | Several sources cite 120–130 kW for 'Vera Rubin NVL72' but these appear to carry over from Blackwell-era figures. Ming-Chi Kuo's supply chain data (190–230 kW, Jan 2026) is the most authoritative Vera Rubin–specific estimate, showing a 36–64% increase over GB300.
⚠️ Nominal 253.9 kW Is Slightly High | The model's nominal power (130 MW ÷ 512 = 253.9 kW) exceeds even the Max P estimate of ~230 kW by ~10%. This likely includes facility overhead (cooling pumps, networking, lighting, power conversion losses — i.e., PUE). A PUE of 1.10–1.15 would explain the gap: 230 kW × 1.10 = 253 kW. This is reasonable for a modern liquid-cooled facility.
⚠️ Volume Discount Ambiguity | The Assumptions sheet lists a 20% volume discount, but CapEx shows 512 × $6M = $3.072B (no discount applied). If the discount IS applied, the facility would have 640 racks (not 512), dropping per-rack power to 175 kW (real) / 203 kW (nominal) — which would be below even Max Q. The 512-rack interpretation is consistent with the Incomes sheet capacity calculation.
📊 Sensitivity Range | For variation analysis, use per-rack power of 160–250 kW. Low: Max Q at partial load. Base: 218.75 kW (current assumption). High: Max P at full load with PUE overhead.
FINANCIAL IMPACT OF POWER VARIANCE
If Max Q profile (190 kW × 512 racks = 97.3 MW): | Annual cost = $110.7M (vs. model's $127.5M) → savings of ~$16.8M/year
If Max P profile (230 kW × 512 racks = 117.8 MW): | Annual cost = $134.0M (vs. model's $127.5M) → additional cost of ~$6.5M/year
If 120 kW/rack (low estimates, unlikely for VR): | Annual cost = $69.9M → savings of ~$57.6M/year (but this power level is almost certainly too low for Vera Rubin)
KEY TAKEAWAY
The model's 112 MW for 512 Vera Rubin NVL72 racks (218.75 kW/rack) is well-supported by the best available supply chain data. It aligns with a Max Q/Max P blended scenario and is a reasonable base case. The 130 MW nominal figure likely includes PUE overhead and represents a credible facility-level power budget. No correction needed for the base case.
14. TAX RELIEF ANALYSIS ($3.8M/YEAR ASSUMPTION)
The model applies a fixed $3,800,000 USD/year tax relief in Years 1–5 (P&L line K, DCF row 24, Analysis row 27). Total relief = $19M over the projection period.
Analysis date: 10 March 2026. Based on formula reverse-engineering from P&L sheet and cross-referencing Polish investment incentive structures.
FORMULA REVERSE-ENGINEERING
The P&L hardcodes the relief as:
= (0.19 × 0.40 × 160,000,000) / 3.2 = 3,800,000 USD/year
Component | Value | Likely Interpretation
0.19 (19%) | 19% | Polish CIT rate
0.40 (40%) | 40% | Maximum regional aid intensity under EU state aid rules. Poland's less-developed voivodeships qualify for 25–50% aid intensity for large enterprises.
160,000,000 PLN | 160M PLN | Qualifying investment base. Only ~$50M USD of the $3.67B total CapEx. Likely reflects a specific local/municipal incentive component, not the full project.
÷ 3.2 | USD/PLN FX | Converts PLN-denominated relief to USD. Consistent with Assumptions!B8.
PROBABLE LEGAL BASIS
Polish Investment Zone (Polska Strefa Inwestycji / PSI)
Poland replaced its Special Economic Zones (SEZs) in 2018 with the PSI program, which grants CIT exemptions to qualifying investments anywhere in Poland. Key features:
• Relief = Tax Rate × Aid Intensity % × Qualifying Eligible Costs
• Aid intensity varies by region: 25–50% for large enterprises (the 40% in the formula is consistent with central/eastern Poland)
• Relief is typically a TOTAL CAP on CIT exemption (not a fixed annual amount), used until exhausted
• Minimum investment thresholds apply (typically 10–100M PLN depending on region and sector)
KNOWN ISSUES
⚠️ Unit confusion: Krzysztof’s note on DCF!D24 says “3,800,000 PLN/year” but the formula produces USD (divides by 3.2 FX). The $3.8M figure is in USD.
⚠️ Flat annual application: PSI relief is normally a cumulative cap (total aid ceiling = Aid Intensity × Eligible Costs), applied as CIT exemption until exhausted — not a fixed annual amount. The model’s flat $3.8M/year for 5 years is a simplification.
⚠️ Small qualifying base: 160M PLN (~$50M) is only ~1.4% of total CapEx ($3.67B). This suggests either (a) only a small portion of costs qualify under PSI, (b) this reflects a separate municipal/local incentive, or (c) the base was set conservatively pending legal confirmation.
⚠️ No source documentation: The 160M PLN base, 40% intensity rate, and legal basis are not documented anywhere in the model.
ℹ️ Immateriality: Total relief = $19M over 5 years vs. $4.27B total investment (0.4%). Impact on IRR < 10 bps. Low priority for correction but should be documented for audit trail.
15. SUMMARY OF ALL MODEL CHANGES (vs. ORIGINAL)
Compiled: 10 March 2026. Covers Sessions 9–10. All changes verified: BS balances, CF reconciles, no #REF! errors.
STRUCTURAL CHANGES
Change | Details | Sheets Affected
New Assumptions Tab (Sheet 27) | Centralized all 93 hardcoded inputs into single source-of-truth sheet. 7 sections: Project & Timeline, GPU Infrastructure, Revenue, Energy & Facility, Operating Costs, Capital Structure & Financing, Valuation. GS IB formatting. | NEW sheet created
New Notes Tab (Sheet 26) | Full model documentation: overview, sheet guide, key observations, 5 benchmarking studies (rack price, GPU $/hr, electricity, energy/rack, tax relief), improvement plan, session log. 15 sections. | NEW sheet created
Old Assumptions → Assumptions_OLD | Original assumptions tab renamed and preserved for reference. All downstream links redirected to new Assumptions tab. | Assumptions_OLD (renamed)
Re-linked 6 Downstream Sheets | Replaced hardcoded values with =Assumptions!Bxx formulas. DCF (12+ cells), Analysis (11+), IRR (4+), Incomes (1), Leasing (5+). All values verified unchanged post-linking. | DCF, Analysis, IRR, Incomes, Leasing, Investment Metrics
GS IB Formatting Applied | 8pt Arial, dark headers (#1F2937), light grey sections (#F2F2F2), blue inputs, green cross-sheet links, yellow key outputs, thin/double borders, #,##0 currency, 0.0% rates, (parentheses) for negatives. | Assumptions, DCF, IRR, NPV Sensitivity, Investment Metrics
MODEL FIXES (5 TOTAL)
Fix # | Original Model | Changed To | Impact
FIX 1: Tax Loss Carryforward
Tax treatment in DCF | Flat 19% CIT on all positive EBIT from Year 1 onward. No recognition of accumulated losses from Year 0. | NOL tracking: 3 new rows (Opening NOL, Utilized NOL, Taxable EBIT). Cumulative losses from Years 0-1 ($150.3M) now offset Years 2-3 taxable income. | Year 2 tax: $16.5M → $0. Year 3 tax: $57.1M → $45.1M. ~$75M total tax savings recognized.
Sheet: DCF Analysis
FIX 2: Maintenance & GPU Refresh CapEx
Ongoing CapEx (Years 1-3) | $0/year — no maintenance or replacement assumed | $75M/year maintenance (~2% of initial CapEx) | Reduces UFCF by $75M/yr (Years 1-3)
GPU Refresh Year 4 (2030) | 0 | $200M (phased replacement begins) | Reduces Year 4 UFCF by $275M total
GPU Refresh Year 5 (2031) | 0 | $400M (accelerated replacement) | Reduces Year 5 UFCF by $475M total
Sheet: DCF Analysis
FIX 3: GPU Price Escalation
Annual price escalation | +5%/year (Incomes!J20 = 0.05). Year 5 GPU price = $3.83/hr (+28% vs. start). | 0% (flat at $3.00/hr). Market data shows GPU prices decline 40-50%/yr for mature hardware. 5% escalation reserved for bull scenario only. | Eliminates ~$124M Year 5 revenue inflation. More defensible to investors.
Sheet: Incomes, Analysis, DCF
FIX 4: DCF Terminal Value Method
Terminal value calculation | Gordon Growth Model formula was populating the exit value cell, despite the model stating "EBITDA Multiple" as selected method. | Exit Value = EBITDA Multiple (10×) × Year 5 EBITDA. Consistent with model's own stated selection. Gordon Growth retained as reference calculation. | Terminal value now reflects selected methodology. Eliminates internal contradiction.
Sheet: DCF Analysis
FIX 5: P&L/BS/CF Scenario Unification
P&L revenue assumption | 100% GPU utilization all years. Revenue = full capacity × price × 365 days. | Revenue × utilization rate from Assumptions (70% → 80% → 90%). Now matches Analysis/DCF scenario. | 2027 Rev: $968.8M → $678.2M (−30%). 2028: $968.8M → $775.0M (−20%). 2029+: $968.8M → $871.9M (−10%).
P&L energy costs | Full 130MW load regardless of utilization. Energy = 100% of nominal capacity. | Energy scaled by utilization via Analysis realistic energy calculation (real MW × utilization × hrs × price). | 2027 energy: $162.1M → $103.3M. Reduces cost base proportionally.
Scenario label | "⚠️ OPTIMISTIC SCENARIO — 100% GPU capacity utilization" | "BASE CASE — Realistic GPU utilization (70%→80%→90%)" | Updated on P&L, BS, and CF sheets.
BS balance check | Balanced (row 157 = 0 all years) | Still balanced (row 157 = 0 all years). Verified post-change. | ✅ No balance sheet break.
CF reconciliation | Flows correctly | Still flows correctly. Cash turns slightly negative in Year 6 (2031) due to GPU refresh CapEx. | ✅ CF reconciles with P&L and BS.
Sheets: P&L, BS, CF
KEY METRICS: BEFORE vs. AFTER
Metric | Original Model | Current Model | Notes
Unlevered IRR | ~28% (est.) | 17.8% | Lower due to CapEx additions and flat GPU pricing
Levered IRR (Equity) | ~55% (est.) | 32.4% | Still attractive; leverage effect = +14.7 ppts
Unlevered MOIC | ~2.8× (est.) | 2.03× | Return of capital + 103% over 5 years
Enterprise Value | ~$5.5B (est.) | $1.64B | Significant reduction from CapEx + flat pricing + utilization ramp
Equity Value | ~$2.4B (est.) | –$1.43B | Negative — heavy debt ($3.07B) exceeds EV. Extends to positive with longer forecast.
PV of Forecast FCF | ~–$1.4B | –$2.32B | Deeper negative due to ongoing CapEx ($75M/yr + $200M/$400M refresh)
PV of Terminal Value | ~$7.9B | $3.96B | Lower due to flat GPU pricing reducing Year 5 EBITDA
Terminal Value % of EV | ~121% | 242% | ⚠️ Still a red flag. Extending forecast to 7–10 years is the fix.
P&L Revenue (2027) | $968.8M (100% utilization) | $678.2M (70% utilization) | −30%. Now matches Analysis/DCF scenario.
P&L Revenue (2029+) | $968.8M (100% utilization) | $871.9M (90% utilization) | −10%. Stable from Year 3 onward.
P&L EBITDA (2027) | $781.6M | $549.7M | −30%. Revenue and energy both scaled by utilization.
P&L Net Profit (2031) | $354.9M | $303.3M | −15%. Lower revenue partially offset by lower energy costs.
REMAINING ITEMS (NOT YET STARTED)
Priority | Item | Why It Matters
🔴 High | Extend forecast to 7–10 years | Terminal value = 242% of EV. Extending captures out-year value creation when CapEx normalizes and FCF turns strongly positive.
⚠️ Medium | 2-way sensitivity tables (WACC × Exit Multiple) | Investor-ready: shows valuation range under different discount rate and exit assumptions. Quick to build now that Assumptions tab is centralized.
⚠️ Medium | Bull/Base/Bear variation analysis | Model filename promises this. Key levers: utilization, GPU price, energy cost, exit multiples. Best done after forecast extension.
⚠️ Medium | Exit multiple sensitivity table (8×/10×/12×/15×) | DC multiples range 8–25×. Current 10× is conservative. Need to show range.
📝 Low | Revenue breakdown by customer type (contract vs. spot) | Revenue credibility for due diligence.
📝 Low | Charts (EBITDA waterfall, cumulative FCF, scenario comparison) | Presentation quality for investor decks.
📝 Low | Executive summary sheet | One-page overview with key metrics, charts, and investment recommendation.
📝 Low | Full formula audit & cross-check | Comprehensive check of all formulas, cell references, and circular dependency scan.
16. ITEMS TO CHECK WITH THE TEAM / THIRD PARTY
Tax relief of USD 3.8m / year
Other cpaex items (land, building, etc.)
Annual maintenance Capex and GPU refresh
Working capital assumptions
Rack price and ancillary costs
Staff and ancillary costs
Equipment maintenance and refresh capex
17. ENERGY PRICE ESCALATION ANALYSIS (Assumptions!B32)
Current assumption: 4.5% annual escalation on base electricity price of $130/MWh (Assumptions!B31).
This section documents market research supporting or challenging this assumption.
NEAR-TERM OUTLOOK (2025–2027): Volatile but trending down
• Poland electricity prices were 20% higher in H1 2025 vs H1 2024, but this reflects government price freeze unwinding, not structural cost increases.
• Enea CEO (Oct 2025): electricity prices in 2026 could reach ~540 PLN/MWh.
• Energy Minister Motyka: expects prices to drop below 500 PLN/MWh in 2026; no further need for price caps.
• Power distribution tariffs (incl. renewables/capacity market fees) set to increase ~7.6% in 2026 (regulator, Dec 2025).
Source: Notes from Poland (Oct 2025), Bloomberg (Dec 2025), OilPrice.com (Sep 2025)
MEDIUM-TERM OUTLOOK (2028–2035): Structural downward pressure from renewables
• Renewable energy sources projected to supply ~50% of Poland's electricity by 2035 (Arthur D. Little, 2026).
• Solar PV capacity forecast: 21.2 GW (2024) → 59.1 GW (2035), nearly tripling (GlobalData, Jan 2026).
• Offshore wind enters system from 2026, projected to reach 12.3 GW by 2035 (GlobalData).
• Poland's NECP targets 51.8% renewables in electricity generation by 2030, 79.8% by 2040 (Enerdata, Jul 2025).
• Coal capacity expected to decline from 32.2 GW (2024) to 20.5 GW (2035) due to EU ETS costs and aging fleet.
Source: Arthur D. Little Poland Energy Outlook 2026, GlobalData Power Market Report (Jan 2026), Enerdata NECP (Jul 2025)
UPWARD PRESSURE FACTORS:
• Demand surge: Poland's net electricity consumption expected to grow from 154 TWh (2024) to 210–230 TWh by 2040 (CAGR 1.9–2.5%).
• EU ETS carbon pricing continues rising, accelerating coal retirements but adding cost to gas-fired generation.
• Grid investment costs: €650–670B needed for 2025–2040 energy transition (Arthur D. Little).
• Data center demand growth in CEE region adding incremental load.
SCENARIO ANALYSIS:
Bull (for project): 2.0–2.5% Massive renewable buildout → wholesale prices flat/down; escalation ≈ inflation only
Base: 3.0–3.5% Renewable buildout offset by rising demand, grid costs, carbon pricing
Bear (for project): 4.5–5.0% Slow transition, high carbon costs, grid bottlenecks, demand surge
CONCLUSION:
The current 4.5% assumption is essentially the bear case for the project (higher energy = lower margins).
A base case of 3.0–3.5% would be more aligned with consensus that Poland's renewable expansion will moderate wholesale price growth.
For large industrial consumers (112 MW continuous), long-term PPAs with renewable developers could lock in 2–3% escalation.
RECOMMENDATION:
Keep 4.5% as conservative base case. Test 2.5% (bull) and 3.5% (moderate) in sensitivity/scenario analysis.
Consider negotiating a long-term PPA as part of project development to de-risk energy costs.
Research date: March 2026. Sources: Arthur D. Little, GlobalData, Bloomberg, Enerdata, Notes from Poland, OilPrice.com.
18. WORKING CAPITAL ASSUMPTIONS ANALYSIS (Assumptions!B55:B59)
Current assumptions: Inventory 0 days, Receivables 30 days, Payables 45 days → CCC = -15 days.
This section benchmarks working capital turnover against GPU cloud / data center industry norms.
RECEIVABLES (DSO) — Updated from 60 to 30 days
GPU-as-a-Service customers typically pay via prepaid credits, usage deposits, or monthly billing with short terms.
• Prepaid credits / usage deposits (hyperscalers, AI startups): effectively 0 days DSO.
• Monthly billing with net-15 or net-30 terms (enterprise contracts): 15–30 days DSO.
• Reserved capacity contracts with quarterly prepayment: negative DSO (collect before delivering).
Industry benchmarks (DSO):
• Equinix: ~30 days
• Digital Realty: ~25 days
• AWS / Azure / GCP (hyperscale): ~30–45 days
• CoreWeave (GPU cloud): ~15–30 days (prepaid model)
Realistic range for this project: 20–35 days. Model uses 30 days (mid-range, conservative for new operation).
PAYABLES (DPO) — Updated from 30 to 45 days
At $4.3B total investment, this project has significant leverage to negotiate extended payment terms.
• Energy suppliers: typically net-30 to net-60.
• Maintenance vendors: net-30 to net-45.
• Equipment parts / supplies: net-30 to net-60.
Realistic range: 30–60 days. Model uses 45 days (mid-range).
NET IMPACT vs. PRIOR ASSUMPTIONS:
• Prior: 60-day receivables, 30-day payables → CCC = +30 days (cash tied up in working capital).
• Updated: 30-day receivables, 45-day payables → CCC = -15 days (working capital is a source of cash).
• BS impact: receivables reduced by ~$72M; payables increased; net cash position improves.
• A negative CCC is common for cloud/subscription businesses with prepaid or short-term billing models.
RECOMMENDATION:
Current 30/45 split is a reasonable base case for a new operation. Could improve to 15/60 as customer base matures.
Inventory at 0 days is appropriate — GPU cloud has no physical inventory (hardware is capitalized as PPE, not WC).
Research date: March 2026. Benchmarks from public filings: Equinix 10-K, Digital Realty 10-K, CoreWeave S-1.
19. DEPRECIATION ASSUMPTIONS ANALYSIS (Assumptions!B84:B90)
Current model uses declining balance method. Industry analysis suggests potential switch to straight-line, particularly for GPUs.
CURRENT MODEL DEPRECIATION RATES:
Method: Declining balance (assets never fully depreciate; residual book value persists indefinitely).
Asset Class | Rate (DB) | NBV after 5 yrs | NBV after 10 yrs
R&D / Intangibles | 10% | 59% | 35%
Other Intangibles | 30% | 17% | 3%
Land | 0% | 100% | 100%
Buildings | 5% | 77% | 60%
Equipment & Machinery (GPUs) | 20% | 33% | 11%
Vehicles / Other Tangible | 30% | 17% | 3%
KEY CONCERN:
Equipment & Machinery at 20% declining balance is too slow for GPUs. At this rate, $3.07B of GPUs still carry $966M (31%) book value in Year 9 — they never fully depreciate. This contradicts GPU economic reality (3–6 year effective lifespan) and misaligns with the model's own GPU refresh CapEx in Years 4–5.
INDUSTRY BENCHMARKS — GPU/SERVER DEPRECIATION (as of early 2026):
All major operators use straight-line depreciation (not declining balance). Useful life estimates:
Company | Type | Useful Life | Source
AWS (Amazon) | Hyperscaler | 5 years (reduced from 6, Jan 2025) | 10-Q filing, Feb 2025
Microsoft Azure | Hyperscaler | 2–6 years (range per 10-K) | Annual 10-K filing
Google / Alphabet | Hyperscaler | 6 years | 10-K filing
Meta | Hyperscaler | 5.5 years | 10-K filing, 2025 update
CoreWeave | Neocloud (GPU) | 6 years | S-1 IPO filing
Lambda Labs | Neocloud (GPU) | 5 years | Company filings
Nebius | Neocloud (GPU) | 4 years | Company filings
IREN (Iris Energy) | Neocloud (GPU) | ~3 years (implied by lease terms) | Press release, Aug 2025
Michael Burry (bear case) | Investor thesis | 2–3 years | Public statements, Nov 2025
KEY MARKET DEVELOPMENTS:
• AWS reversed its depreciation trend in Jan 2025, cutting server useful life from 6 to 5 years for AI-focused hardware, citing 'increased pace of technology development, particularly in the area of AI and machine learning.' This resulted in a $700M operating income hit for 2025, plus $920M in accelerated depreciation on early-retired equipment in Q4 2024.
• Industry consensus is converging on 5–6 years for general servers, but pure-play GPU clouds (Nebius, Lambda) use shorter 4–5 year schedules reflecting faster GPU obsolescence cycles. Nvidia now releases new chip architectures annually (vs. prior 18–24 month cadence), compressing the competitive lifespan of each generation.
• The 'value cascade' theory supports longer lives: GPUs used for frontier training in Years 1–2 can be redeployed for inference in Years 3–4, then batch/throughput workloads in Years 5–6. Azure's actual hardware retirement data shows Nvidia K80/P100/P40 GPUs (launched 2014–2016) were only retired in Aug/Sep 2023, implying 7–9 year service lives. However, this predates the current annual chip release cadence.
• A componentised approach is recommended: separate GPU modules (3.5–4.5 year useful life) from longer-lived infrastructure (chassis, networking, power distribution, cooling: 6–8 years). GAAP ASC 360 and IAS 16 both explicitly permit component depreciation when components have materially different useful lives.
RECOMMENDATION FOR THIS MODEL:
Switch Equipment & Machinery from 20% declining balance to straight-line over 5 years. This is a conservative middle-ground between AWS (5yr) and hyperscaler consensus (6yr), and ensures GPUs are fully depreciated before/during the GPU refresh CapEx in Years 4–5.
Asset Class | Current (DB) | Proposed (SL) | Rationale
Equipment & Machinery (GPUs) | 20% DB | 5-year SL (20%/yr) | AWS 5yr, Nebius 4yr, CoreWeave 6yr → 5yr is conservative mid-point. Fully depreciates before GPU refresh.
Buildings | 5% DB | 20-year SL (5%/yr) | DC buildings have 20–30+ year useful lives. 20yr is reasonable for purpose-built facility.
R&D / Intangibles | 10% DB | 5-year SL (20%/yr) | Software/licenses in tech sector typically 3–5 year useful life.
Land | 0% | 0% (no change) | Land is not depreciated under any standard.
Vehicles / Other Tangible | 30% DB | Keep as-is or 4yr SL | Small items, immaterial impact on model.
Other Intangibles | 30% DB | Keep as-is or 4yr SL | Small items, immaterial impact on model.
EXPECTED MODEL IMPACT (if implemented):
• D&A expense increases in Years 1–5 (straight-line front-loads more depreciation vs. declining balance in later years).
• GPUs reach $0 book value by end of Year 5, eliminating residual NBV of ~$966M that currently sits on BS in Year 9.
• P&L: Higher D&A → lower EBIT → lower tax → partially offsetting impact on net income.
• CF: No cash impact (depreciation is non-cash). However, tax shield effect changes timing of cash taxes.
• BS: Lower PPE carrying values. Retained earnings path changes. Balance sheet must be re-verified after implementation.
• DCF/IRR: Unlevered FCF unchanged (D&A is added back), but terminal value may change if exit EBITDA multiple is applied to a different EBITDA.
STATUS: Analysis complete. Implementation deferred — awaiting decision to proceed.
Research date: March 2026. Sources: AWS 10-Q (Feb 2025), CoreWeave S-1, Nebius filings, SiliconANGLE/theCUBE Research (Nov 2025), CNBC (Nov 2025), Stanley Laman Group analysis, APC/Schneider Electric white paper.
20. VALUATION ASSUMPTIONS ANALYSIS (Assumptions!B93:B96)
Review of WACC, terminal growth rate, and exit EV/EBITDA multiple used in DCF Analysis.
CURRENT MODEL ASSUMPTIONS:
Parameter | Value | Used In | Current Note
WACC (Discount Rate) | 8% | DCF discount factors (mid-year convention) | Hardcoded input
Terminal Growth Rate | 2% | Gordon Growth Model perpetuity (Method 2) | Standard long-term inflation proxy
Exit Multiple (EV/EBITDA) | 10× | Terminal value at exit (Method 1, selected) | Note says 'Data center range: 10-15×'
Selected TV Method | EBITDA Multiple | DCF terminal value | Applied to Year 9 EBITDA
1. WACC AT 8% — LOW-END BUT DEFENSIBLE:
For a project finance DCF (single-asset, greenfield GPU data center in Poland), 8% is at the lower end of the reasonable range.
Bottom-up WACC build:
• Risk-free rate: Polish 10-year government bonds ~5.5–6% (vs. US Treasuries ~4.2%). Poland carries higher sovereign risk than Western Europe.
• Cost of debt: 6% (model input, Assumptions!B76). Reasonable for secured infrastructure debt benchmarked against Equinix/CyrusOne/DLR credit facilities.
• Cost of equity: For a single-asset GPU DC with technology risk, concentration risk, and CEE country risk, PE infrastructure investors would demand 12–18%.
• Capital structure: ~84% debt / 16% equity (per model). Heavily levered → WACC is weighted towards lower cost of debt.
2. TERMINAL GROWTH RATE AT 2% — REASONABLE:
• Long-term GDP growth in Poland: ~2.5–3% nominal.
• ECB inflation target: ~2%.
• Standard DCF convention for terminal growth: 1.5–3%.
• Data center demand growth is much higher near-term, but terminal rate should reflect long-run steady-state, not current cycle.
• 2% is conservative relative to sector growth but appropriate for a perpetuity assumption.
Assessment: No change needed. 2% is a standard, defensible assumption.
3. EXIT MULTIPLE (EV/EBITDA) AT 10× — SIGNIFICANTLY BELOW MARKET:
Public data center EV/EBITDA multiples (as of late 2025):
Company | EV/EBITDA | Type | Source
Equinix (EQIX) | ~26× | Interconnected DC REIT, 260+ facilities | KoalaGains / public data, Oct 2025
Digital Realty (DLR) | ~18–22× | Wholesale/colo DC REIT, 300+ facilities | Seeking Alpha analysis, Dec 2025
Iron Mountain (IRM) | ~20–24× | Diversified REIT with DC segment | Public filings
DC REIT sector avg | ~20–25× | Weighted average AFFO multiple ~23× | Chilton Capital, Jul 2025
CoreWeave (CRWV) | N/A (pre-profit) | GPU neocloud, recently IPO'd | No meaningful EBITDA multiple yet
M&A transactions | 12–20× | DC acquisitions (private market) | CBRE DC Investor Survey 2025
Reasons for a discount vs. public comps:
• Single asset vs. diversified portfolio — no portfolio diversification benefit.
• No interconnection ecosystem — the premium for EQIX/DLR comes from network effects and switching costs that this project lacks.
• Technology obsolescence risk — GPU DCs face faster asset degradation than traditional colocation. By Year 9, the original GPUs are 9 years old.
• Poland location — emerging market discount vs. US/Western Europe prime locations (NoVA, Frankfurt, London, Amsterdam).
• No public market liquidity — private single-asset exits typically trade at 20–40% discount to public comps.
However, even with all discounts applied, 10× is at the very bottom of the range:
• Public comp average ~20–25×, minus 30–40% illiquidity/single-asset discount = ~12–17×.
• Private DC M&A transactions typically close at 12–20× EV/EBITDA.
Assessment: 10× is conservative. Suggest 14× as base case, 10× as bear case, 18× as bull case.
INTERNAL CONSISTENCY NOTE:
The current combination of 8% WACC (optimistic) with 10× exit multiple (pessimistic) creates internal tension. The discount rate assumes relatively low risk, but the exit multiple prices in significant risk. More internally consistent pairings:
Scenario | WACC | Exit Multiple | Terminal Growth
Bull Case | 8% | 18× | 2.5%
Base Case | 9–10% | 14× | 2%
Bear Case | 12% | 10× | 1.5%
Current Model | 8% | 10× | 2%
RECOMMENDATION:
• Terminal growth at 2%: No change needed.
• WACC: Consider increasing to 9–10% for base case to reflect single-asset, greenfield, and Poland country risk.
• Exit multiple: Consider increasing to 14× for base case. Current 10× is below even private market M&A transactions for data centers. The existing NPV Sensitivity tab can be used to show impact across a range of multiples and discount rates.
• At minimum, align the risk posture: either optimistic on both (8% WACC + 14–18× multiple) or conservative on both (10–12% WACC + 10× multiple).
STATUS: Analysis complete. No changes made to model — awaiting decision on whether to adjust WACC and/or exit multiple.
Research date: March 2026. Sources: Equinix Q4 2025 earnings (DCD), CBRE 2025 DC Investor Intentions Survey, Chilton Capital DC REIT analysis (Aug 2025), KoalaGains EQIX analysis (Oct 2025), Seeking Alpha DLR/EQIX comp (Dec 2025), Damodaran WACC dataset (Jan 2026).
21. COMPREHENSIVE CHANGE LOG — SESSIONS 11–14 (March 2026)
Summary of all changes made during the latest round of model refinement. Covers: formula audit, 10-year extension, assumption updates, equity sizing, Executive Summary creation, and GS IB reformatting.
A. 10-YEAR FORECAST EXTENSION
Extended all 13 calculation sheets from 6 years (2026–2031) to 10 years (2026–2035).
Rationale: Original 6-year forecast placed ~121% of enterprise value in terminal value — a red flag for investors.
10-year forecast captures the full debt repayment cycle (9 years) and shows stabilized FCF before exit.
Sheets extended: Incomes, Costs, P&L, BS, CF, NWC, D&A CAPEX, Analysis, Financing, DCF, IRR, Investment Metrics, NPV Sensitivity.
B. KEY ASSUMPTION CHANGES | Original | Updated | Rationale
Debt repayment term | 5 years | 9 years | Matches 10yr forecast; avoids cash squeeze during GPU refresh. Cascaded to Financing, Leasing, Analysis, CF, BS.
Energy escalation rate | 4.5% | 3% | Market research (Notes S17): 4.5% = bear case. 3% aligns with Polish renewable buildout consensus.
Receivables DSO | 60 days | 30 days | Benchmarked (Notes S18): Equinix ~30d, CoreWeave ~15–30d. GPU cloud uses prepaid/short-term billing.
Payables DPO | 30 days | 45 days | Benchmarked (Notes S18): Large project has leverage for extended terms. Industry range 30–60d.
WACC | 8% | 9% | Analysis (Notes S20): 8% low for single-asset greenfield in Poland. 9% base / 8% bull / 12% bear.
Exit multiple (EV/EBITDA) | 10× | 14× | Analysis (Notes S20): 10× below private M&A. DC REITs 18–26×. 14× base / 10× bear / 18× bull.
C. EQUITY SIZING — METHODOLOGY CORRECTION
Built equity sizing helper in CF!F71:F79 using peak cumulative deficit method.
Method: Sum pre-equity cash flows (operating + investing + financing excl. equity), find peak cumulative deficit, add 5% buffer.
Result: Equity = $712M (was ~$1.2B). Linked Assumptions!B73 → CF!F47 (equity injection).
Right-sizes equity to minimum needed, maximizing leverage and equity returns.
Leverage: 79% LTV ($3.07B debt / $3.88B total). Annual principal: $341M ($3.07B ÷ 9 years).
D. FORMULA AUDIT — 23 FIXES ACROSS 12 SHEETS
Phase 1 (12 items): CF CapEx ref, D&A GPU refresh rollforward, D&A maintenance reclassification,
Analysis principal hardcodes→formulas, D&A CapEx→Assumptions links, BS debt ref, DCF mid-year discounting,
Analysis NOL tracking, P&L tax formulas, D&A % reference. Green formatting on all cross-sheet links.
Phase 2 (8 items post-extension): Projection period label, D&A% ref, DCF ΔWC→NWC link,
Analysis fees/costs→P&L links, Costs year label, P&L interest Yr6–9→Financing, Financing balance cascade Yr6–9.
Phase 3 (3 items final audit): NPV UFCF refs (G5, K5)→DCF source; NPV note 10×→14×; Assumptions debt annotation.
All verified: BS = $0 all years, CF↔BS cash reconciled, zero formula errors across entire workbook.
E. EXECUTIVE SUMMARY TAB (NEW)
Created investor-facing summary as first sheet. All cells formula-linked to source tabs (no hardcodes).
Sections: Project Overview (thesis, config, location), Investment Overview (equity/debt, leverage, cost of debt),
Key Returns (IRR, MOIC, payback), DCF Valuation (WACC, TV, equity value), 10-Year Operating Summary,
Capital Expenditure Projections (initial, maintenance, GPU refresh, depreciation, cumulative CapEx).
F. DOCUMENTATION & ANALYSIS ADDED TO NOTES
S17: Energy Escalation Analysis — market research, Poland renewable outlook, scenario table (2–5% range).
S18: Working Capital Analysis — DSO/DPO benchmarks vs Equinix, DLR, CoreWeave. Justified 30/45 day split.
S19: Depreciation Analysis — Industry benchmarks (AWS 5yr, Nebius 4yr). Recommends SL over DB. Deferred.
S20: Valuation Analysis — WACC build-up, exit multiple comps (DC REITs 18–26×), scenario matrix.
G. GS IB FORMATTING
Applied to 9 tabs: Executive Summary, P&L, BS, CF, NWC, DCF, IRR, Investment Metrics, NPV Sensitivity.
Standard: 8pt Arial, #1F2937 title bars, #F2F2F2 section headers, yellow key outputs, green links, blue inputs.
Remaining 6 tabs not yet reformatted: Incomes, Costs, D&A CAPEX, Analysis, Financing, Leasing.
H. KEY METRICS — ORIGINAL vs. CURRENT | Original | Current | Driver
Projection Period | 6 years | 10 years | Extension
Unlevered IRR | ~28% | 20.6% | Flat GPU pricing, added CapEx, utilization ramp
Levered IRR | ~55% | 38.1% | Same drivers + smaller equity base ($712M vs ~$1.2B)
MOIC Levered | ~12× | 16.6× | Smaller equity base amplifies returns
Enterprise Value | ~$5.5B | $3.71B | Higher WACC (9%), partially offset by higher exit multiple (14×)
Equity Value | ~$2.4B | $843M | Lower EV + net debt adjustment
I. REMAINING ITEMS
⚠️ Depreciation method: Still declining balance. Notes S19 recommends 5-year straight-line for GPUs. Deferred — awaiting decision.
⚠️ Variation analysis (Bull/Base/Bear scenarios): Not yet built. Key levers: utilization, GPU price, energy, exit multiple.
✅ 2-way sensitivity tables: COMPLETE. 3 tables built on Sensitivity tab (Equity Value: WACC × Exit Multiple; Levered IRR & MOIC: Utilization × Price Escalation).
⚠️ 6 supporting tabs still in old Polish statutory format (Incomes, Costs, D&A CAPEX, Analysis, Financing, Leasing).
⚠️ Notes Sections 3–5 still reference original values (6yr period, $4.27B investment, 5yr debt, 10× exit).
📝 Charts/visualizations: Not yet created.
📝 Revenue breakdown by customer type (contract vs. spot): Not yet modeled.
Compiled: 13 March 2026. All changes verified: BS balances, CF reconciles, no formula errors.